{"text_format":"1","workbook":"xlsx","n_sheets":44,"sheets":["Introduction","Table of Contents","Regional Definitions","PV Capacity by Sector","Capacity Additions by Gen Type","State Solar Market Penetration","PV Capacity by Region","PV Capacity by Technology","PV Irradiance","PV ILR","CapEx Trend (PV-only)","CapEx by Size (PV-only)","CapEx Trend by Mount Type (PV)","CapEx Trend by Region (PV only)","CapEx Trend by State (PV only)","Storage CapEx","CSP CapEx","O&M Cost Time Trend","CF by GHI, Mount, ILR","CF by Region","CF by Project Vintage","CF by Project Age","Inter-Annual Variability","CF for CSP Plants","PPA Price by Project (PV only)","PPA Price for CSP Plants","Annual Average PPA Price","LevelTen Solar PPA Prices","PV+Battery Hybrid Project Specs","PV+Battery Hybrid PPA Price","LCOE of Utility-Scale PV","LCOE vs. PPA Price","PV & Wind PPAs vs. Gas","Recent PV PPAs vs. Gas Forecast","PV Curtailment","Energy and Capacity Value","Solar Value vs. PPA Prices","Value Factor vs. Penetration","Value Difference vs. Flat Block","All Capacity in Queues","Solar GW in Queues by Region","All Hybrid Capacity in Queues","Gen+Storage Hybrids in Queues","Individual_Project_Data"],"not_rendered":{"charts":74,"images":16,"macros":1,"external_links":2,"defined_names":274,"comments":3,"pivot_tables":0},"unopened":[],"bounds":{"document_bytes":16777216,"sheet_cells":100000,"rows_first":2000,"rows_last":500,"rows_between":2000,"halvings":0,"cell_chars":16384,"cell_head_chars":4096},"cells_cut":0,"cells_raw":0,"read":"whole","date_system":"1900"}

{"sheet":"Introduction","index":0,"n_rows":51,"n_cols":6,"rows_kept":51,"cut":false,"hidden":false,"merged":[[45,0,45,18],[50,0,50,18],[42,0,42,18],[29,0,29,18],[30,0,30,18]]}
[]
[]
[]
[]
[]
[]
[]
[]
[]
[]
[]
[null,null,null,null,null,"Utility-Scale Solar, 2021 Edition"]
[]
[null,null,null,null,null,"Mark Bolinger1, Joachim Seel1, Cody Warner,  Dana Robson"]
[]
[]
[null,null,null,null,null,"Lawrence Berkeley National Laboratory "]
[null,null,null,null,null,"1 Corresponding authors"]
[]
[null,null,null,null,null,"September 2021"]
[]
[]
[]
[null,null,null,null,null,"For additional details and related products, see: utilityscalesolar.lbl.gov"]
[]
[null,null,null,null,null,"Contact the corresponding authors: Mark Bolinger (mabolinger@lbl.gov) and Joachim Seel (jseel@lbl.gov)"]
[]
["Photo source: Enel Green Power - Roadrunner Solar Project"]
[]
["Purpose, Scope, and Data"]
["Summarize publicly available data on key trends in the U.S. utility-scale solar power sector.  Focus on ground-mounted projects >5 MWAC in size (projects below this capacity threshold, as well as rooftop projects, are covered under LBNL's Tracking the Sun series). Focus on historical data, with some emphasis on the most recent year. Data sources include EIA, FERC, SEC, trade press, developers/owners."]
[]
["Outline of Data File"]
["•  Deployment and technology trends"]
["•  Installed costs"]
["•  Performance (capacity factors)"]
["•  Power purchase agreement (PPA) prices and LCOE"]
["•  Wholesale market value"]
["•  PV, PV+battery, and concentrating solar thermal power (CSP) plants"]
["•  Capacity in interconnection queues"]
[]
["Acknowledgments"]
["This work was funded by the Solar Energy Technologies Office, Office of Energy Efficiency and Renewable Energy of the U.S. Department of Energy under Contract No. DE-AC02-05CH11231. The authors are solely responsible for any omissions or errors contained herein. "]
[]
["Disclaimer "]
["This document was prepared as an account of work sponsored by the United States Government. While this document is believed to contain correct information, neither the United States Government nor any agency thereof, nor The Regents of the University of California, nor any of their employees, makes any warranty, express or implied, or assumes any legal responsibility for the accuracy, completeness, or usefulness of any information, apparatus, product, or process disclosed, or represents that its use would not infringe privately owned rights. Reference herein to any specific commercial product, process, or service by its trade name, trademark, manufacturer, or otherwise, does not necessarily constitute or imply its endorsement, recommendation, or favoring by the United States Government or any agency thereof, or The Regents of the University of California. The views and opinions of authors expressed herein do not necessarily state or reflect those of the United States Government or any agency thereof, or The Regents of the University of California."]
[]
["Ernest Orlando Lawrence Berkeley National Laboratory is an equal opportunity employer. "]
[]
["Copyright Notice "]
["This manuscript has been authored by an author at Lawrence Berkeley National Laboratory under Contract No. DE-AC02-05CH11231 with the U.S. Department of Energy. The U.S. Government retains, and the publisher, by accepting the article for publication, acknowledges, that the U.S. Government retains a non-exclusive, paid-up, irrevocable, worldwide license to publish or reproduce the published form of this manuscript, or allow others to do so, for U.S. Government purposes."]

{"sheet":"Table of Contents","index":1,"n_rows":47,"n_cols":3,"rows_kept":47,"cut":false,"hidden":false,"merged":[]}
[]
[null,"Table of Contents"]
[]
[null,"#","Sheet Name"]
[null,1,"Introduction"]
[null,2,"Regional Definitions"]
[null,3,"PV Capacity by Sector"]
[null,4,"Capacity Additions by Gen Type"]
[null,5,"State Solar Market Penetration"]
[null,6,"PV Capacity by Region"]
[null,7,"PV Capacity by Technology"]
[null,8,"PV Irradiance"]
[null,9,"PV ILR"]
[null,10,"CapEx Trend (PV-only)"]
[null,11,"CapEx by Size (PV-only)"]
[null,12,"CapEx Trend by Mount Type (PV)"]
[null,13,"CapEx Trend by Region (PV only)"]
[null,14,"CapEx Trend by State (PV only)"]
[null,15,"Storage CapEx"]
[null,16,"CSP CapEx"]
[null,17,"O&M Cost Time Trend"]
[null,18,"CF by GHI, Mount, ILR"]
[null,19,"CF by Region"]
[null,20,"CF by Project Vintage"]
[null,21,"CF by Project Age"]
[null,22,"Inter-Annual Variability"]
[null,23,"CF for CSP Plants"]
[null,24,"PPA Price by Project (PV only)"]
[null,25,"PPA Price for CSP Plants"]
[null,26,"Annual Average PPA Price"]
[null,27,"LevelTen Solar PPA Prices"]
[null,28,"PV+Battery Hybrid Project Specs"]
[null,29,"PV+Battery Hybrid PPA Price"]
[null,30,"LCOE of Utility-Scale PV"]
[null,31,"LCOE vs. PPA Price"]
[null,32,"PV & Wind PPAs vs. Gas"]
[null,33,"Recent PV PPAs vs. Gas Forecast"]
[null,34,"PV Curtailment"]
[null,35,"Energy and Capacity Value"]
[null,36,"Solar Value vs. PPA Prices"]
[null,37,"Value Factor vs. Penetration"]
[null,38,"Value Difference vs. Flat Block"]
[null,39,"All Capacity in Queues"]
[null,40,"Solar GW in Queues by Region"]
[null,41,"All Hybrid Capacity in Queues"]
[null,42,"Gen+Storage Hybrids in Queues"]
[null,43,"Individual_Project_Data"]

{"sheet":"Regional Definitions","index":2,"n_rows":32,"n_cols":1,"rows_kept":32,"cut":false,"hidden":false,"merged":[]}
["Regional boundaries overlaid on a map of average annual global horizontal irradiance (GHI)"]
[]
[]
[]
[]
[]
[]
[]
[]
[]
[]
[]
[]
[]
[]
[]
[]
[]
[]
[]
[]
[]
[]
[]
[]
[]
[]
[]
[]
[]
[]
["Sources: National Renewable Energy Laboratory (NREL)"]

{"sheet":"PV Capacity by Sector","index":3,"n_rows":51,"n_cols":9,"rows_kept":51,"cut":false,"hidden":false,"merged":[[25,0,26,0],[25,1,25,2],[25,3,25,4],[25,5,25,6],[25,7,25,8]]}
["Historical and projected PV and CSP capacity by sector in the United States"]
[]
[]
[]
[]
[]
[]
[]
[]
[]
[]
[]
[]
[]
[]
[]
[]
[]
[]
[]
[]
[]
["Sources: Total U.S. PV capacity additions are based on Wood Mackenzie and SEIA (2010 - 2019), IREC's data collection, LBNL's Tracking the Sun Database and LBNL's Utility-Scale Solar Database. "]
["Note: Wood Mackenzie and SEIA's definition of utility-scale PV capacity differs from LBNL both in size threshholds and treatment of project phase completion. "]
[]
["Installation Year","Residential PV ",null,"Commercial PV",null,"Utility PV",null,"Utility CSP"]
[null,"Annual \nCapacity MWDC","Cumulative \nCapacity MWDC","Annual \nCapacity MWDC","Cumulative \nCapacity MWDC","Annual \nCapacity MWDC","Cumulative \nCapacity MWDC","Annual \nCapacity MWAC","Cumulative \nCapacity MWAC"]
[2007,58,191.1279752791018,93,263.74,9,13.66,68.5,425.1]
[2008,77,{"$f":"B29+C28","v":268.1279752791018},190,{"$f":"E28+D29","v":453.74},21.5,{"$f":"G28+F29","v":35.159999999999997},0,{"$f":"I28+H29","v":425.1}]
[2009,157,{"$f":"B30+C29","v":425.1279752791018},208,{"$f":"E29+D30","v":661.74},69.5,{"$f":"G29+F30","v":104.66},0,{"$f":"I29+H30","v":425.1}]
[2010,245.53688562500002,670.66486090410183,336.80107500000008,998.54107500000009,266.5,371.15999999999997,75,500.1]
[2011,305.17506160499994,975.83992250910183,849.96753279699988,1848.508607797,785.59460999999988,1156.75461,0,500.1]
[2012,495.52947265229875,1471.3693951614005,1075.1495344149428,2923.6581422119425,1803.1759999999997,2959.9306099999994,0,500.1]
[2013,798.95041698643684,2270.3198121478372,1109.3416131057468,4032.9997553176891,2857.5100000000007,5817.4406099999997,250,750.1]
[2014,1267.7345639544415,3538.0543761022786,1055.1740047974631,5088.1737601151526,3921.9410000000003,9739.3816100000004,877,1627.1]
[2015,2171.3991644181156,5709.4535405203942,1069.6787157635285,6157.8524758786807,4267.9800000000014,14007.361610000002,110,1737.1]
[2016,2638.2321834436216,8347.6857239640158,1714.863400203636,7872.7158760823168,10750.848425702876,24758.210035702876,0,1737.1]
[2017,2238.9123639334966,10586.598087897513,2365.5898844740491,10238.305760556366,6475.5621763345271,31233.772212037402,0,1737.1]
[2018,2435.6044842381939,13022.202572135708,2200.3770905177184,12438.682851074085,6118.7750969831295,37352.547309020534,0,1737.1]
[2019,2865.380862379252,15887.58343451496,2156.5036980032874,14595.186549077373,8462.2720382445132,45814.819347265046,0,1737.1]
[2020,3194.1976078390171,19081.781042353978,2073.9341559425288,16669.120705019901,13952.981686776355,59767.801034041404,0,{"$f":"I40","v":1737.1}]
["2021e",3781.6751471751968,22863.456189529174,2594.3439036006052,19263.464608620507,17451.208718732145,77219.009752773549,{"$error":"#N/A"},1737.1]
["2022e",4294.5003218731126,27157.956511402284,2676.8965492031721,21940.361157823678,18518.79139767111,95737.801150444662,{"$error":"#N/A"},1737.1]
["2023e",4705.6174186906646,31863.573930092949,2732.7066759183876,24673.067833742065,19305.116523827073,115042.91767427174,{"$error":"#N/A"},1737.1]
["2024e",4203.5293998434672,36067.103329936414,2690.1154101689358,27363.183243911,17210.502884961759,132253.42055923349,{"$error":"#N/A"},1737.1]
["2025e",4571.624366163267,40638.727696099682,2665.3312869091528,30028.514530820154,17464.776978376482,149718.19753760996,{"$error":"#N/A"},1737.1]
["2026e",4972.1857433183059,45610.913439417986,2844.7503238897466,32873.264854709902,19019.607835547471,168737.80537315743,{"$error":"#N/A"},1737.1]
["2027e",5404.0302122985358,51014.943651716523,3083.4431177047582,35956.707972414661,23086.262153899432,191824.06752705688,{"$error":"#N/A"},1737.1]
["2028e",6051.3509747426515,57066.294626459174,3700.8212649144612,39657.529237329123,29907.355622554762,221731.42314961163,{"$error":"#N/A"},1737.1]
["2029e",6769.3346135345846,63835.629239993759,4042.0740191181712,43699.603256447292,35890.96344900375,257622.38659861538,{"$error":"#N/A"},1737.1]
["2030e",7597.3000905856316,71432.929330579384,4642.9415819070318,48342.544838354326,41807.474470875808,299429.86106949119,{"$error":"#N/A"},1737.1]

{"sheet":"Capacity Additions by Gen Type","index":4,"n_rows":35,"n_cols":24,"rows_kept":35,"cut":false,"hidden":false,"merged":[[22,1,22,23]]}
["Annual capacity additions of different generator types"]
[]
[]
[]
[]
[]
[]
[]
[]
[]
[]
[]
[]
[]
[]
[]
[]
[]
[]
[]
["Sources: ABB, AWEA WindIQ, Wood Mackenzie, Berkeley Lab"]
[]
[null,"Nameplate Capacity Additions (GW-AC)"]
["Generation Type",1998,1999,2000,2001,2002,2003,2004,2005,2006,2007,2008,2009,2010,2011,2012,2013,2014,2015,2016,2017,2018,2019,2020]
["Wind",0.14232,0.88527,7.0854999999999987E-2,1.6904560000000002,0.41060800000000008,1.6648559999999999,0.39639800000000003,2.3744150000000004,2.4534499999999997,5.2524999999999995,8.3624349999999978,10.005193000000007,5.2199900000000099,6.8195500000000004,13.008069999999998,1.0865100000000001,4.8538380000000005,8.5976500000000016,8.2026219999999999,7.016519999999999,7.5880850000000004,9.1366499999999995,16.835809999999999]
["Utility-Scale Solar",0,0,0,0,0,0,0,0,0,7.1728864862385847E-2,1.3740204199797065E-2,6.1808240224264351E-2,0.29891331334240112,0.65808636504359597,1.4239927160482875,2.5990149539979921,3.8032093898724484,3.3652271343043427,8.1863436137813377,4.875798792297676,4.5002895009611175,6.1717803510353049,10.743795898817794]
["Distributed Solar",1.6116919195678272E-3,2.457953912124851E-3,3.3922735426890741E-3,9.8742622800720263E-3,1.9772099407599039E-2,3.9493616035534196E-2,5.0215484870708281E-2,6.8876473826191123E-2,9.2035301386066401E-2,0.13137000000000001,0.24534,0.32799,0.50895000000000001,0.98745000000000005,1.36242,1.65648,2.02014,2.8118400000000001,3.7801499999999999,3.90978,4.0341899999999997,4.2377700000000003,4.5411490683968729]
["Other RE",0.34938700000000006,0.40942000000000012,0.17577000000000001,0.62293999999999783,0.42131500000000011,0.33204000000000056,0.20831499999999997,0.11469999999999995,0.41683999999999999,0.54469500000000093,0.46920800000000107,0.6913599999999992,0.41908600000000101,0.79734800000000028,1.1535980000000001,1.456546999999998,0.68157500000000037,0.49753700000000034,0.51510300000000009,0.526833,0.37800000000000006,0.30357300000000015,0.26380999999999999]
["Gas",3.0108999999999999,10.600925,29.220832999999992,49.329300000000025,71.36114500000005,55.044325999999998,27.254529999999999,19.436689999999992,10.771980000000001,8.4049359999999993,10.500351999999999,12.027325000000001,7.3622120000000022,12.014277,9.7503380000000011,7.8663979999999984,8.9910099999999993,6.5601000000000003,9.2746999999999993,12.376920000000002,21.702491999999999,8.8008070000000007,7.8407]
["Coal",7.0499999999999993E-2,0.37119999999999997,0.18049999999999999,0,0.5242,0.09,0.74199999999999999,0.37269999999999998,0.60470000000000002,1.513504,1.591,3.5987000000000005,6.0142980000000001,1.7349989999999997,4.76,1.8125,0.1062,5.4999999999999997E-3,0,0,0,1.7000000000000001E-2,0]
["Other non-RE",0.22756000000000018,0.30192300000000022,1.3343019999999977,0.81769999999999865,1.1812500000000001,0.40589999999999993,0.52399999999999991,0.25727000000000017,0.34469800000000017,0.370585,0.14400100000000005,0.25168499999999994,1.188299999999999,0.84597499999999981,0.30598000000000009,0.13888999999999996,0.18594799999999997,0.18810000000000004,1.4282999999999999,0.11054999999999994,8.0199999999999994E-2,9.0299999999999978E-2,3.0000000000000002E-2]
["Total",{"$f":"SUM(B25:B31)","v":3.8022786919195677},{"$f":"SUM(C25:C31)","v":12.571195953912126},30.985652273542676,52.470270262280096,73.918290099407642,57.576615616035539,29.17545848487071,22.624651473826184,14.683703301386068,16.289318864862384,21.326076204199797,26.964061240224272,21.011749313342413,23.857685365043594,31.764398716048287,16.61633995399799,20.64192038987245,22.025954134304346,31.387218613781336,28.816401792297679,38.283256500961116,{"$f":"SUM(W25:W31)","v":28.757880351035308},40.255264967214664]
["Utility-Scale Solar % of Total",{"$f":"B26/B32","v":0},{"$f":"C26/C32","v":0},0,0,0,0,0,0,0,4.4034293549935878E-3,6.4429124552650588E-4,2.2922452101562674E-3,1.422600797700322E-2,2.7583831162759299E-2,4.4829833826788144E-2,0.15641320297931516,0.18424687810240845,0.15278462461987816,0.2608177460549792,0.16920220739013037,0.11755242140511574,{"$f":"W26/W32","v":0.21461179599118527},0.26689169497624543]
["Distributed Solar % of Total",{"$f":"B27/B32","v":4.2387527326519296E-4},{"$f":"C27/C32","v":1.9552267907811444E-4},1.0947884887953743E-4,1.8818775338328016E-4,2.6748588720070361E-4,6.85931529892405E-4,1.7211549527747143E-3,3.0443109325185565E-3,6.267853517401072E-3,8.064793935821199E-3,1.1504225983759947E-2,1.2163968813077505E-2,2.4222162201260316E-2,4.1389178576678565E-2,4.2891414762139549E-2,9.96898236666999E-2,9.786589434726925E-2,0.12766030396933847,0.12043596619740722,0.13567897991500949,0.1053773991222173,{"$f":"W27/W32","v":0.14736030431559385},0.11280882319605517]
["Total Solar % of Total",{"$f":"SUM(B26:B27)/B32","v":4.2387527326519296E-4},{"$f":"SUM(C26:C27)/C32","v":1.9552267907811444E-4},1.0947884887953743E-4,1.8818775338328016E-4,2.6748588720070361E-4,6.85931529892405E-4,1.7211549527747143E-3,3.0443109325185565E-3,6.267853517401072E-3,1.2468223290814788E-2,1.2148517229286452E-2,1.4456214023233773E-2,3.844817017826354E-2,6.8973009739437874E-2,8.77212485889277E-2,0.25610302664601509,0.2821127724496777,0.2804449285892166,0.38125371225238647,0.3048811873051398,0.22292982052733304,{"$f":"SUM(W26:W27)/W32","v":0.36197210030677912},0.37970051817230061]

{"sheet":"State Solar Market Penetration","index":5,"n_rows":30,"n_cols":5,"rows_kept":30,"cut":false,"hidden":false,"merged":[[2,0,5,0],[4,1,5,1],[4,3,5,3],[2,1,3,2],[2,3,3,4],[4,2,5,2],[4,4,5,4]]}
["U.S. solar penetration rankings in 2020: the top 20 states"]
[]
["State","Solar generation as a %\nof in-state generation",null,"Solar generation as a %\nof in-state load"]
[]
[null,"All Solar","Utility-Scale\nSolar Only","All Solar","Utility-Scale\nSolar Only"]
[]
["California",0.22689123284563911,0.14420059733091375,0.19379056475830669,0.12316348606671187]
["Massachusetts",0.18873852102464958,7.5640405993233448E-2,7.8960671317359218E-2,3.1644929734101705E-2]
["Hawaii",0.16530650977415071,5.0104384133611693E-2,0.19993113738092505,6.0599104785952027E-2]
["Nevada",0.14841843268975183,0.12722615566778628,0.16129625252763991,0.13826518553533443]
["Vermont",0.14325068870523416,7.43801652892562E-2,6.8744098205854573E-2,3.5694050991501414E-2]
["Utah",8.0812641083521444E-2,6.6286017793121765E-2,9.7899173181481836E-2,8.0301129234629856E-2]
["Arizona",7.926932200829831E-2,5.3290449832523346E-2,0.10944419229401013,7.3576133756946063E-2]
["North Carolina",7.4754852670275831E-2,7.1858936716192187E-2,7.1318388678695041E-2,6.8555597338511007E-2]
["New Jersey",6.432008498937633E-2,2.4856267966504187E-2,5.7690151897315176E-2,2.2294153915139284E-2]
["Rhode Island",6.0726310726310725E-2,2.4771524771524771E-2,6.9007925662749381E-2,2.8149767696091829E-2]
["New Mexico",5.9476879693839378E-2,4.8887865795758642E-2,8.2092219706898603E-2,6.7476865642003253E-2]
["Maryland",4.3671773845489856E-2,1.6292619766940009E-2,2.8140371612813516E-2,1.0498322701753776E-2]
["Colorado",4.0433476004006923E-2,2.7574902103633548E-2,3.9379157427937919E-2,2.6855875831485587E-2]
["Delaware",3.615863141524106E-2,1.1664074650077761E-2,1.7072051399724644E-2,5.507113354749885E-3]
["Georgia",3.5365527389472275E-2,3.2614875259179985E-2,3.1746984786964971E-2,2.927777485908992E-2]
["Idaho",3.3570178148491399E-2,2.9039233858510968E-2,2.6889924526745577E-2,2.326060955994556E-2]
["Minnesota",3.3308634134293073E-2,3.1015137080554672E-2,3.0233153984114785E-2,2.8151421983089932E-2]
["Florida",3.0616842852414696E-2,2.6154711157721802E-2,3.2313862807072186E-2,2.7604405594111283E-2]
["New York",2.5483683591248269E-2,8.3555502599008055E-3,2.4582803531533085E-2,8.0601711170017881E-3]
["Connecticut",2.3052141749194607E-2,5.417014676052977E-3,3.576055973050013E-2,8.4033613445378148E-3]
["Rest of U.S.",8.1286859162742354E-3,5.8516473508348201E-3,9.7534245587661411E-3,7.0212579952936257E-3]
["TOTAL U.S.",3.273827744676145E-2,2.2433460451503202E-2,3.6197144886293851E-2,2.4803602437071168E-2]
[]
["Source: EIA"]

{"sheet":"PV Capacity by Region","index":6,"n_rows":91,"n_cols":16,"rows_kept":91,"cut":false,"hidden":false,"merged":[[24,1,24,10],[24,12,24,15],[41,1,41,10],[58,1,58,10],[75,1,75,10]]}
["Annual and cumulative utility-scale PV capacity by region"]
[]
[]
[]
[]
[]
[]
[]
[]
[]
[]
[]
[]
[]
[]
[]
[]
[]
[]
[]
[]
[]
["Sources: Berkeley Lab: Capacity Information, NREL: Long-Term Annual Average Solar Resource"]
[]
[null,"Annual Capacity Additions (MWAC)",null,null,null,null,null,null,null,null,null,null,"State-level Statistics (MWAC)"]
["Solar COD","CAISO","ERCOT","HI","ISO-NE","MISO","NYISO","PJM","SPP","Southeast (non-ISO)","West (non-ISO)",null,"State","Cumulative Capacity","2020 Annual Capacity","2020 Annual New Project Count"]
[2007,null,null,null,null,null,null,null,null,null,18.899999999999999,null,"CA",12331.8,1610.4,19]
[2008,10,null,null,null,null,null,null,null,null,null,null,"TX",4869.03,2495.4,16]
[2009,21,null,null,null,null,null,null,null,25,null,null,"FL",3719.46,1639.4,22]
[2010,48,13.9,null,null,null,null,23.43,null,40.1,49.64,null,"NC",2702.61,360.9,9]
[2011,95,30,null,null,null,31.5,73.58,49.86,5.5,199.71,null,"NV",2276.13,154.6,4]
[2012,425.42,30.4,5.76,null,null,null,107.4,null,40.1,352.06,null,"GA",2087.46,687.4,8]
[2013,900.1,50.7,null,null,38.799999999999997,null,17.3,null,43.65,293.24,null,"AZ",1980.34,290.5,3]
[2014,2676.44,39.6,12,20.25,16.71,null,102.45,null,61.68,254.95,null,"VA",1279.0999999999999,651.1,13]
[2015,1337.16,130.26,22.2,null,20.399999999999999,null,246.15,null,415.1,715.41,null,"UT",1147.06,279,3]
[2016,3097.19,263.89999999999998,6.5,26.61,110.6,9.5,368.79,165,1334.89,2047.78,null,"SC",996.59,415.79,11]
[2017,528.89,660.75,45.6,27.2,273.29000000000002,15,472.79,18.68,1200.68,835.84,null,"NM",665.3,55,1]
[2018,835.8,646,20,64.59,111.62,32.6,360.9,18.399999999999999,1377.3,494.9,null,"CO",547.83000000000004,66,2]
[2019,978.8,497.7,129.35,96.6,13.2,65,470.13,16,1548.2,755.3,null,"NJ",470.55,65.900000000000006,6]
[2020,1754.7,2495.4,14,96.28,440.9,22,1117.95,30,2805.59,815.7,null,"OR",446.2,114.9,11]
[null,null,null,null,null,null,null,null,null,null,null,null,"MN",262.77999999999997]
[null,"Cumulative Capacity (MWAC)",null,null,null,null,null,null,null,null,null,null,"HI",255.41,14,1]
["Solar COD","CAISO","ERCOT","HI","ISO-NE","MISO","NYISO","PJM","SPP","Southeast (non-ISO)","West (non-ISO)",null,"ID",240]
[2007,null,null,null,null,null,null,null,null,null,18.899999999999999,null,"MD",218.7,16,2]
[2008,10,null,null,null,null,null,null,null,null,18.899999999999999,null,"MS",207.1]
[2009,31,null,null,null,null,null,null,null,25,18.899999999999999,null,"AR",203.5,100,1]
[2010,79,13.9,null,null,null,null,23.43,null,65.099999999999994,68.540000000000006,null,"AL",198.1]
[2011,174,43.9,null,null,null,31.5,97.01,49.86,70.599999999999994,268.25,null,"MI",177.13,105,4]
[2012,599.41999999999996,74.3,5.76,null,null,31.5,204.41,49.86,110.7,620.30999999999995,null,"NY",175.6,22,4]
[2013,1499.52,125,5.76,null,38.799999999999997,31.5,221.71,49.86,154.35,913.55,null,"IN",172.97,23.95,3]
[2014,4175.96,164.6,17.760000000000002,20.25,55.51,31.5,324.16000000000003,49.86,216.03,1168.5,null,"WI",164,164,3]
[2015,5513.12,294.86,39.96,20.25,75.91,31.5,570.32000000000005,49.86,631.13,1883.91,null,"TN",162.28]
[2016,8610.31,558.76,46.46,46.86,186.51,41,939.11,214.86,1966.01,3931.69,null,"MA",89.17,10,2]
[2017,9139.2000000000007,1219.51,92.06,74.06,459.8,56,1411.9,233.54,3166.69,4767.5200000000004,null,"PA",88.5,65,4]
[2018,9975,1865.51,112.06,138.65,571.42999999999995,88.6,1772.8,251.94,4543.99,5262.42,null,"CT",86,19.600000000000001,1]
[2019,10953.8,2363.21,241.41,235.26,584.63,153.6,2242.9299999999998,267.94,6092.2,6017.72,null,"WY",80]
[2020,12708.5,4858.6099999999997,255.41,331.54,1025.53,175.6,3360.88,297.95,8897.7800000000007,6833.42,null,"LA",70,70,2]
[null,null,null,null,null,null,null,null,null,null,null,null,"RI",67.48,17.28,2]
[null,"Annual New Project Count",null,null,null,null,null,null,null,null,null,null,"ME",59.3,49.4,1]
["Solar COD","CAISO","ERCOT","HI","ISO-NE","MISO","NYISO","PJM","SPP","Southeast (non-ISO)","West (non-ISO)",null,"OH",57.08]
[2007,null,null,null,null,null,null,null,null,null,2,null,"VT",29.59]
[2008,1,null,null,null,null,null,null,null,null,null,null,"IL",28.25]
[2009,1,null,null,null,null,null,null,null,1,null,null,"KS",26,20,1]
[2010,1,1,null,null,null,null,3,null,3,2,null,"OK",25,10,2]
[2011,6,1,null,null,null,1,7,5,1,14,null,"DE",22]
[2012,10,3,1,null,null,null,9,null,3,18,null,"WA",19.2]
[2013,16,2,null,null,4,null,2,null,3,11,null,"KY",18.5]
[2014,32,1,1,2,2,null,9,null,3,15,null,"MO",16.32]
[2015,34,3,2,null,3,null,13,null,16,18,null,"NE",5.76]
[2016,45,2,1,2,3,1,23,3,30,42]
[2017,24,15,3,4,17,2,23,3,47,28]
[2018,7,10,1,4,4,2,15,2,29,22]
[2019,11,9,4,8,2,5,18,3,26,22]
[2020,19,16,1,6,11,4,33,3,44,24]
[]
[null,"Cumulative Project Count"]
["Solar COD","CAISO","ERCOT","HI","ISO-NE","MISO","NYISO","PJM","SPP","Southeast (non-ISO)","West (non-ISO)"]
[2007,null,null,null,null,null,null,null,null,null,2]
[2008,1,null,null,null,null,null,null,null,null,2]
[2009,2,null,null,null,null,null,null,null,1,2]
[2010,3,1,null,null,null,null,3,null,4,4]
[2011,9,2,null,null,null,1,10,5,5,18]
[2012,19,5,1,null,null,1,19,5,8,36]
[2013,35,7,1,null,4,1,21,5,11,47]
[2014,67,8,2,2,6,1,30,5,14,62]
[2015,101,11,4,2,9,1,43,5,30,80]
[2016,146,13,5,4,12,2,66,8,60,122]
[2017,170,28,8,8,29,4,89,11,107,150]
[2018,177,38,9,12,33,6,104,13,136,172]
[2019,188,47,13,20,35,11,122,16,162,194]
[2020,207,63,14,26,46,15,155,19,206,218]

{"sheet":"PV Capacity by Technology","index":7,"n_rows":39,"n_cols":33,"rows_kept":39,"cut":false,"hidden":false,"merged":[[23,25,23,28],[23,29,23,32],[23,21,23,24],[23,0,24,0],[23,1,23,4],[23,5,23,8],[23,9,23,12],[23,13,23,16],[23,17,23,20]]}
["Annual and cumulative utility-scale PV capacity by module and/or mounting type"]
[]
[]
[]
[]
[]
[]
[]
[]
[]
[]
[]
[]
[]
[]
[]
[]
[]
[]
[]
[]
[]
["Sources: Berkeley Lab"]
["Installation Year","Tracking c-Si",null,null,null,"Fixed-Tilt c-Si",null,null,null,"Tracking Thin-Film",null,null,null,"Fixed-Tilt Thin-Film",null,null,null,"Total Tracking",null,null,null,"Total Fixed-Tilt",null,null,null,"Total c-Si",null,null,null,"Total Thin-Film"]
[null,"Annual Project Count","Cumulative Project Count","Annual \nCapacity GWAC","Cumulative \nCapacity GWAC","Annual Project Count","Cumulative Project Count","Annual \nCapacity GWAC","Cumulative \nCapacity GWAC","Annual Project Count","Cumulative Project Count","Annual \nCapacity GWAC","Cumulative \nCapacity GWAC","Annual Project Count","Cumulative Project Count","Annual \nCapacity GWAC","Cumulative \nCapacity GWAC","Annual Project Count","Cumulative Project Count","Annual \nCapacity GWAC","Cumulative \nCapacity GWAC","Annual Project Count","Cumulative Project Count","Annual \nCapacity GWAC","Cumulative \nCapacity GWAC","Annual Project Count","Cumulative Project Count","Annual \nCapacity GWAC","Cumulative \nCapacity GWAC","Annual Project Count","Cumulative Project Count","Annual \nCapacity GWAC","Cumulative \nCapacity GWAC"]
[2007,1,1,0.01,0.01,null,null,null,null,null,null,null,null,null,null,null,null,1,1,0.01,0.01,null,null,null,null,{"$f":"B26+F26","v":1},{"$f":"C26+G26","v":1},{"$f":"D26+H26","v":0.01},0.01,{"$f":"J26+N26","v":0},{"$f":"K26+O26","v":0},{"$f":"L26+P26","v":0},{"$f":"M26+Q26","v":0}]
[2008,null,1,null,0.01,null,null,null,null,null,null,null,null,1,1,0.01,0.01,null,1,null,0.01,1,1,0.01,0.01,{"$f":"B27+F27","v":0},{"$f":"C27+G27","v":1},0,0.01,{"$f":"J27+N27","v":1},{"$f":"K27+O27","v":1},{"$f":"L27+P27","v":0.01},{"$f":"M27+Q27","v":0.01}]
[2009,1,2,0.02,0.04,null,null,null,null,null,null,null,null,1,2,0.02,0.03,1,2,0.02,0.04,1,2,0.02,0.03,{"$f":"B28+F28","v":1},{"$f":"C28+G28","v":2},0.02,0.04,1,2,0.02,0.03]
[2010,3,5,0.04,0.08,2,2,0.02,0.02,null,null,null,null,5,7,0.12,0.15,3,5,0.04,0.08,7,9,0.13,0.16,{"$f":"B29+F29","v":5},7,0.06,0.1,5,7,0.12,0.15]
[2011,17,22,0.23,0.31,9,11,0.14000000000000001,0.15,1,1,0.02,0.02,7,14,0.1,0.24,18,23,0.25,0.33,16,25,0.23,0.39,{"$f":"B30+F30","v":26},{"$f":"C30+G30","v":33},{"$f":"D30+H30","v":0.37},{"$f":"E30+I30","v":0.45999999999999996},8,15,0.12000000000000001,0.26]
[2012,21,43,0.35,0.66,15,26,0.35,0.5,1,2,0.03,0.05,6,20,0.2,0.44,22,45,0.38,0.71,21,46,0.55000000000000004,0.95,36,69,0.7,1.1600000000000001,7,22,0.23,0.49]
[2013,20,63,0.74,1.4,10,36,0.11,0.61,null,2,null,0.05,8,28,0.5,0.94,20,65,0.74,1.44,18,64,0.61,1.55,30,99,0.85,2.0099999999999998,8,30,0.5,0.99]
[2014,29,92,0.75,2.14,18,54,0.2,0.82,11,13,0.53,0.57999999999999996,5,33,1.68,2.62,40,105,1.28,2.72,23,87,1.88,3.44,47,146,0.95,2.96,16,46,2.21,3.2]
[2015,43,135,1.66,3.8,26,80,0.67,1.48,12,25,0.34,0.92,7,40,0.21,2.83,55,160,1.99,4.72,33,120,0.87,4.3099999999999996,69,215,2.33,5.2799999999999994,19,65,0.55000000000000004,3.75]
[2016,93,228,4.78,8.58,38,118,0.92,2.41,15,40,1.1100000000000001,2.02,6,46,0.62,3.45,108,268,5.89,10.61,44,164,1.54,5.86,131,346,5.7,10.99,21,86,1.73,5.4700000000000006]
[2017,105,333,2.54,11.12,36,154,0.62,3.03,16,56,0.65,2.68,9,55,0.26,3.71,121,389,3.2,13.8,45,209,0.88,6.74,141,487,3.16,14.149999999999999,25,111,0.91,6.3900000000000006]
[2018,41,374,1.75,12.87,33,187,1.22,4.26,21,77,0.94,3.62,1,56,0.05,3.76,62,451,2.69,16.489999999999998,34,243,1.27,8.01,74,561,2.9699999999999998,17.13,22,133,0.99,7.38]
[2019,61,435,2.4,15.28,25,212,0.53,4.79,21,98,1.6,5.21,1,57,0.04,3.8,82,533,4,20.49,26,269,0.56999999999999995,8.58,86,647,2.9299999999999997,20.07,22,155,1.6400000000000001,9.01]
[2020,97,532,5.96,21.24,26,238,0.76,5.54,33,131,2.5499999999999998,7.77,4,61,0.24,4.04,130,663,8.52,29,30,299,1,9.58,123,770,6.72,26.779999999999998,37,192,2.79,11.809999999999999]

{"sheet":"PV Irradiance","index":8,"n_rows":41,"n_cols":18,"rows_kept":41,"cut":false,"hidden":false,"merged":[[24,3,24,11]]}
["Global horizontal irradiance by mounting type and installation year"]
[null,null,null,null,null,null,null,null,null,null,"Graph Support","Fixed-Tilt","Tracking","x-Axis","Fixed Tilt 20th Perc Error","Fixed Tilt 80th Perc Error","Tracking 20th Perc Error","Tracking 80th Perc Error"]
[null,null,null,null,null,null,null,null,null,null,2010,0.55000000000000004,1.3,{"$f":"A30&\"\nn=\"&B30&\" \n\"&TEXT(ROUND(C30/1000,1),\"0#.##\")&\" GW\"","v":"2010\nn=10 \n0.2 GW"},0.62,0.5,0.35,0.53]
[null,null,null,null,null,null,null,null,null,null,2011,{"$f":"L3+2","v":2.5499999999999998},{"$f":"M3+2","v":3.3},{"$f":"A31&\"\nn=\"&B31&\" \n\"&TEXT(ROUND(C31/1000,1),\"0#.##\")&\" GW\"","v":"2011\nn=35 \n0.5 GW"},1.32,0.04,0.72,0.2]
[null,null,null,null,null,null,null,null,null,null,2012,{"$f":"L4+2","v":4.55},5.3,{"$f":"A32&\"\nn=\"&B32&\" \n\"&TEXT(ROUND(C32/1000,1),\"#.0##\")&\" GW\"","v":"2012\nn=44 \n1.0 GW"},1.23,0.25,0.44,0.45]
[null,null,null,null,null,null,null,null,null,null,2013,6.55,7.3,{"$f":"A33&\"\nn=\"&B33&\" \n\"&TEXT(ROUND(C33/1000,1),\"#.##\")&\" GW\"","v":"2013\nn=38 \n1.3 GW"},1.31,0.33,0.49,0.05]
[null,null,null,null,null,null,null,null,null,null,2014,8.5500000000000007,9.3000000000000007,"2014\nn=65 \n3.2 GW",0.4,1.34,0.31,0.15]
[null,null,null,null,null,null,null,null,null,null,2015,10.55,11.3,"2015\nn=89 \n2.9 GW",0.28999999999999998,0.98,0.47,0.41]
[null,null,null,null,null,null,null,null,null,null,2016,12.55,13.3,"2016\nn=152 \n7.4 GW",0.48,0.34,0.75,0.45]
[null,null,null,null,null,null,null,null,null,null,2017,14.55,15.3,"2017\nn=166 \n4.1 GW",0.49,0.23,0.28000000000000003,0.8]
[null,null,null,null,null,null,null,null,null,null,2018,16.55,17.3,"2018\nn=96 \n4. GW",0.48,0.49,0.3,0.91]
[null,null,null,null,null,null,null,null,null,null,2019,18.55,19.3,"2019\nn=108 \n4.6 GW",0.12,0.84,0.4,0.59]
[null,null,null,null,null,null,null,null,null,null,2020,20.55,21.3,"2020\nn=161 \n9.6 GW",0.59,0.48,0.4,0.63]
[]
[]
[]
[]
[]
[]
[]
[]
[]
["Sources: Berkeley Lab: Project Information, NREL: Long-Term Annual Average Solar Resource"]
[]
[null,null,null,"Long-Term Average Global Horizontal Irradiance (kWh/m2/day)"]
["Installation Year","All Count","All Capacity MWAC","All Median","All 20th Percentile","All 80th Percentile","Fixed Tilt Median","Fixed Tilt 20th Percentile","Fixed Tilt 80th Percentile","Tracking Median","Tracking 20th Percentile","Tracking 80th Percentile"]
[2007,2,18.899999999999999,5.5,5.42,5.57,null,null,null,5.62,5.62,5.62]
[2008,1,10,5.66,5.66,5.66,5.66,5.66,5.66]
[2009,2,46,5.36,5.17,5.55,5.68,5.68,5.68,5.04,5.04,5.04]
[2010,10,175.07,4.76,4,5.36,4.79,4.16,5.29,4.4800000000000004,4.13,5.0199999999999996]
[2011,35,485.15,5.35,4.1500000000000004,5.65,5.32,4,5.36,5.58,4.8600000000000003,5.78]
[2012,44,961.14,5.32,4.28,5.79,5.27,4.04,5.51,5.34,4.9000000000000004,5.8]
[2013,38,1343.79,5.62,4.72,5.82,5.35,4.03,5.68,5.8,5.31,5.85]
[2014,65,3184.08,5.55,4.43,5.84,4.37,3.98,5.71,5.69,5.38,5.84]
[2015,89,2886.68,5.28,4.43,5.64,4.4800000000000004,4.1900000000000004,5.47,5.36,4.8899999999999997,5.78]
[2016,152,7430.76,5.0599999999999996,4.41,5.76,4.45,3.97,4.79,5.33,4.58,5.78]
[2017,166,4078.72,4.63,4.26,5.37,4.4400000000000004,3.95,4.68,4.68,4.4000000000000004,5.48]
[2018,96,3962.12,4.63,4.24,5.3,4.43,3.95,4.92,4.6900000000000004,4.3899999999999997,5.6]
[2019,108,4570.29,4.74,4,5.44,3.93,3.81,4.7699999999999996,4.8899999999999997,4.5,5.48]
[2020,161,9592.52,4.6500000000000004,4.1100000000000003,5.28,4.47,3.88,4.95,4.72,4.32,5.35]
["Total",969,38745.230000000003]

{"sheet":"PV ILR","index":9,"n_rows":41,"n_cols":18,"rows_kept":41,"cut":false,"hidden":false,"merged":[[24,3,24,11]]}
["Inverter loading ratio by mounting type and installation year"]
[null,null,null,null,null,null,null,null,null,null,"Graph Support","Fixed-Tilt","Tracking","x-Axis","Fixed Tilt 20th Perc Error","Fixed Tilt 80th Perc Error","Tracking 20th Perc Error","Tracking 80th Perc Error"]
[null,null,null,null,null,null,null,null,null,null,2010,0.55000000000000004,1.3,{"$f":"A30&\"\nn=\"&B30&\" \n\"&TEXT(ROUND(C30/1000,1),\"0#.##\")&\" GW\"","v":"2010\nn=10 \n0.2 GW"},0,0.01,0.08,0.04]
[null,null,null,null,null,null,null,null,null,null,2011,{"$f":"L3+2","v":2.5499999999999998},{"$f":"M3+2","v":3.3},{"$f":"A31&\"\nn=\"&B31&\" \n\"&TEXT(ROUND(C31/1000,1),\"0#.##\")&\" GW\"","v":"2011\nn=35 \n0.5 GW"},0.06,0.05,0.06,7.0000000000000007E-2]
[null,null,null,null,null,null,null,null,null,null,2012,{"$f":"L4+2","v":4.55},5.3,{"$f":"A32&\"\nn=\"&B32&\" \n\"&TEXT(ROUND(C32/1000,1),\"#.0##\")&\" GW\"","v":"2012\nn=44 \n1.0 GW"},0.05,0.05,0.09,0.06]
[null,null,null,null,null,null,null,null,null,null,2013,6.55,7.3,{"$f":"A33&\"\nn=\"&B33&\" \n\"&TEXT(ROUND(C33/1000,1),\"#.##\")&\" GW\"","v":"2013\nn=38 \n1.3 GW"},0.03,0.08,0.03,7.0000000000000007E-2]
[null,null,null,null,null,null,null,null,null,null,2014,8.5500000000000007,9.3000000000000007,"2014\nn=65 \n3.2 GW",0.06,0.06,0.05,7.0000000000000007E-2]
[null,null,null,null,null,null,null,null,null,null,2015,10.55,11.3,"2015\nn=89 \n2.9 GW",0.04,0.08,0.06,7.0000000000000007E-2]
[null,null,null,null,null,null,null,null,null,null,2016,12.55,13.3,"2016\nn=150 \n7.4 GW",0.08,0.12,0.06,0.05]
[null,null,null,null,null,null,null,null,null,null,2017,14.55,15.3,"2017\nn=166 \n4.1 GW",0.06,0.13,0.08,0.08]
[null,null,null,null,null,null,null,null,null,null,2018,16.55,17.3,"2018\nn=96 \n4. GW",0.12,0.14000000000000001,0.06,0.11]
[null,null,null,null,null,null,null,null,null,null,2019,18.55,19.3,"2019\nn=108 \n4.6 GW",0.06,0.18,0.12,0.1]
[null,null,null,null,null,null,null,null,null,null,2020,20.55,21.3,"2020\nn=161 \n9.6 GW",0.1,0.11,0.08,0.1]
[]
[]
[]
[]
[]
[]
[]
[]
[]
["Sources: Berkeley Lab"]
["Notes: The Inverter Loading Ratio describes the ratio of project capacity measured in MWDC at the inverter to the nominal inverter capacity measured in MWAC"]
[null,null,null,"Inverter Loading Ratio"]
["Installation Year","All Count","All Capacity MWAC","All Median","All 20th Percentile","All 80th Percentile","Fixed Tilt Median","Fixed Tilt 20th Percentile","Fixed Tilt 80th Percentile","Tracking Median","Tracking 20th Percentile","Tracking 80th Percentile"]
[2007,2,18.899999999999999,1.18,1.18,1.19,null,null,null,1.17,1.17,1.17]
[2008,1,10,1.21,1.21,1.21,1.21,1.21,1.21]
[2009,2,46,1.1499999999999999,1.1200000000000001,1.18,1.2,1.2,1.2,1.1000000000000001,1.1000000000000001,1.1000000000000001]
[2010,10,175.07,1.2,1.17,1.22,1.19,1.19,1.21,1.21,1.1299999999999999,1.25]
[2011,35,485.15,1.18,1.1100000000000001,1.25,1.23,1.17,1.28,1.1499999999999999,1.0900000000000001,1.22]
[2012,44,961.14,1.24,1.1599999999999999,1.29,1.24,1.2,1.29,1.22,1.1299999999999999,1.29]
[2013,38,1343.79,1.29,1.25,1.36,1.3,1.26,1.37,1.29,1.25,1.35]
[2014,65,3184.08,1.28,1.22,1.34,1.26,1.2,1.33,1.29,1.24,1.36]
[2015,89,2886.68,1.3,1.24,1.38,1.3,1.26,1.38,1.29,1.23,1.36]
[2016,150,7370.3,1.31,1.25,1.37,1.3,1.23,1.43,1.31,1.25,1.35]
[2017,166,4078.72,1.33,1.24,1.41,1.27,1.21,1.4,1.33,1.25,1.42]
[2018,96,3962.12,1.33,1.26,1.46,1.38,1.26,1.52,1.32,1.26,1.43]
[2019,108,4570.29,1.32,1.2,1.43,1.32,1.26,1.5,1.32,1.19,1.41]
[2020,161,9592.52,1.34,1.26,1.44,1.34,1.24,1.45,1.34,1.26,1.43]
["Total",967,38684.769999999997]

{"sheet":"CapEx Trend (PV-only)","index":10,"n_rows":76,"n_cols":11,"rows_kept":76,"cut":false,"hidden":false,"merged":[[26,0,26,5],[44,0,44,5]]}
["Installed Costs by year (in both DC and AC terms)"]
[]
[]
[]
[]
[]
[]
[]
[]
[]
[]
[]
[]
[]
[]
[]
[]
[]
[]
[]
[]
[]
[]
["Sources: Berkeley Lab, Energy Information Administration"]
[]
[]
["Installed Costs 2020 $/WAC"]
["Commercial Operation Year","All Count","All Capacity (MWAC)","All Median","All 20th Percentile","All 80th Percentile"]
[2007,2,18.899999999999999,10.46,10.33,10.59]
[2008,1,10,4.82,4.82,4.82]
[2009,2,46,5.19,4.1399999999999997,6.25]
[2010,10,175.07,5.38,4.7699999999999996,6.9,null,null,null,null,"geometric average"]
[2011,29,427.79,4.72,4.08,5.33,null,null,null,{"$f":"1- (D32-D33)/D32","v":0.87732342007434938},{"$f":"PRODUCT(J33:J42)^(1/COUNT(J33:J42))-1","v":-0.12471274078484518}]
[2012,41,929.64,4.37,3.68,4.82,null,null,null,{"$f":"1- (D33-D34)/D33","v":0.92584745762711873},{"$f":"(D42/D32)^(1/10)-1","v":-0.12471274078484518}]
[2013,38,1343.79,3.89,3.35,4.5999999999999996,null,null,null,0.89016018306636158]
[2014,65,3184.08,3.3,2.74,4.41,null,null,null,0.84832904884318761]
[2015,87,2869.68,2.96,2.33,3.63,null,null,null,0.89696969696969697]
[2016,146,7378.69,2.4500000000000002,2.12,2.89,null,null,null,0.82770270270270274]
[2017,163,4045.82,2.27,1.76,2.87,null,null,null,0.92653061224489786]
[2018,94,3949.42,1.84,1.49,2.68,null,null,null,0.81057268722466969]
[2019,102,4518.79,1.58,1.27,2.27,null,null,null,0.85869565217391308]
[2020,68,5122.7700000000004,1.42,1.1299999999999999,1.65,null,null,null,0.89873417721518978]
["Total",848,34020.44]
[]
["Installed Costs 2020 $/WDC"]
["Commercial Operation Year","All Count","All Capacity (MWDC)","All Median","All 20th Percentile","All 80th Percentile"]
[2007,2,22.28,8.85,8.7799999999999994,8.92]
[2008,1,12.14,3.97,3.97,3.97]
[2009,2,52.8,4.58,3.55,5.61]
[2010,10,210.72,4.67,3.99,5.6,null,null,null,null,"geometric average"]
[2011,29,516.70000000000005,3.88,3.43,4.45,null,null,null,{"$f":"1- (D50-D51)/D50","v":0.83083511777301933},{"$f":"PRODUCT(J51:J60)^(1/COUNT(J51:J60))-1","v":-0.13863495868330056}]
[2012,41,1181.4100000000001,3.54,2.85,3.91,null,null,null,{"$f":"1- (D51-D52)/D51","v":0.91237113402061865}]
[2013,38,1754.16,3.04,2.6,3.51,null,null,null,0.85875706214689262]
[2014,65,4111.96,2.57,2.08,3.46,null,null,null,0.8453947368421052]
[2015,87,3728.47,2.25,1.75,2.89,null,null,null,0.8754863813229572]
[2016,145,9611.76,1.88,1.6,2.25,null,null,null,0.8355555555555555]
[2017,163,5381.9,1.72,1.37,2.02,null,null,null,0.91489361702127669]
[2018,94,5382.32,1.35,1.1299999999999999,2.0699999999999998,null,null,null,0.78488372093023262]
[2019,102,5980.97,1.24,1.01,1.67,null,null,null,0.91851851851851851]
[2020,68,6803.91,1.05,0.85,1.25,null,null,null,0.84677419354838712]
["Total",847,44751.519999999997]
[]
[]
[]
["Graph Support","x-Axis","DC-Annual","AC"]
[2010,{"$f":"A32&\"\nn=\"&B32&\" \n\"&TEXT(ROUND(C32/1000,1),\"0#.##\")&\" GW\"","v":"2010\nn=10 \n0.2 GW"},0.7,{"$f":"C66+0.6","v":1.2999999999999998}]
[2011,{"$f":"A33&\"\nn=\"&B33&\" \n\"&TEXT(ROUND(C33/1000,1),\"0#.##\")&\" GW\"","v":"2011\nn=29 \n0.4 GW"},{"$f":"C66+2","v":2.7},{"$f":"C67+0.6","v":3.3000000000000003}]
[2012,{"$f":"A34&\"\nn=\"&B34&\" \n\"&TEXT(ROUND(C34/1000,1),\"0#.##\")&\" GW\"","v":"2012\nn=41 \n0.9 GW"},{"$f":"C67+2","v":4.7},5.3]
[2013,{"$f":"A35&\"\nn=\"&B35&\" \n\"&TEXT(ROUND(C35/1000,1),\"#.##\")&\" GW\"","v":"2013\nn=38 \n1.3 GW"},6.7,7.3]
[2014,"2014\nn=65 \n3.2 GW",8.6999999999999993,9.2999999999999989]
[2015,"2015\nn=87 \n2.9 GW",10.7,11.299999999999999]
[2016,"2016\nn=146 \n7.4 GW",12.7,13.299999999999999]
[2017,"2017\nn=163 \n4. GW",14.7,15.299999999999999]
[2018,"2018\nn=94 \n3.9 GW",16.7,17.3]
[2019,"2019\nn=102 \n4.5 GW",18.7,19.3]
[2020,"2020\nn=68 \n5.1 GW",20.7,21.3]

{"sheet":"CapEx by Size (PV-only)","index":11,"n_rows":37,"n_cols":9,"rows_kept":37,"cut":false,"hidden":false,"merged":[[24,1,24,5],[31,1,31,5]]}
["Installed costs by project size in 2020"]
[]
[]
[]
[]
[]
[]
[]
[]
[]
[]
[]
[]
[]
[]
[]
[]
[]
[]
[]
[]
[]
["Sources: Berkeley Lab"]
[]
[null,"Installed Costs in $2020/WAC"]
["Project Size Bin","Project Count in 2020","Project Capacity MWAC","Median","20th Percentile","80th Percentile","20th Error","80th Error","x-Axis"]
["5-20 MW",15,162,1.55,1.41,1.91,0.14000000000000001,0.36,{"$f":"A27&\"\nn=\"&B27&\" \n\"&TEXT(C27,\"0#\")&\" MW\"","v":"5-20 MW\nn=15 \n162 MW"}]
["20-50 MW",9,256,1.65,1.38,1.97,0.27,0.32,{"$f":"A28&\"\nn=\"&B28&\" \n\"&TEXT(C28,\"0#\")&\" MW\"","v":"20-50 MW\nn=9 \n256 MW"}]
["50-100 MW",32,2303.17,1.35,1.07,1.53,0.27,0.19,{"$f":"A29&\"\nn=\"&B29&\" \n\"&TEXT(C29,\"0#\")&\" MW\"","v":"50-100 MW\nn=32 \n2303 MW"}]
["100-500 MW",12,2401.6,1.29,1,1.43,0.28999999999999998,0.14000000000000001,{"$f":"A30&\"\nn=\"&B30&\" \n\"&TEXT(C30,\"0#\")&\" MW\"","v":"100-500 MW\nn=12 \n2402 MW"}]
[]
[null,"Installed Costs in $2020/WDC"]
["Project Size Bin","Project Count in 2020","Project Capacity MWDC","Median","20th Percentile","80th Percentile","20th Error","80th Error","x-Axis"]
["5-20 MW",14,180.57,1.23,1.0900000000000001,1.63,0.15,0.39,{"$f":"A34&\"\nn=\"&B34&\" \n\"&TEXT(C34,\"0#\")&\" MW\"","v":"5-20 MW\nn=14 \n181 MW"}]
["20-50 MW",8,254.7,1.05,1.03,1.36,0.03,0.31,{"$f":"A35&\"\nn=\"&B35&\" \n\"&TEXT(C35,\"0#\")&\" MW\"","v":"20-50 MW\nn=8 \n255 MW"}]
["50-100 MW",18,1491.2,0.95,0.83,1.22,0.12,0.27,{"$f":"A36&\"\nn=\"&B36&\" \n\"&TEXT(C36,\"0#\")&\" MW\"","v":"50-100 MW\nn=18 \n1491 MW"}]
["100-500 MW",28,4877.4399999999996,0.98,0.78,1.1100000000000001,0.2,0.13,{"$f":"A37&\"\nn=\"&B37&\" \n\"&TEXT(C37,\"0#\")&\" MW\"","v":"100-500 MW\nn=28 \n4877 MW"}]

{"sheet":"CapEx Trend by Mount Type (PV)","index":12,"n_rows":59,"n_cols":27,"rows_kept":59,"cut":false,"hidden":false,"merged":[[0,23,0,26],[17,23,17,26],[24,3,24,11],[42,3,42,11]]}
["Installed costs by mounting type and installation year",null,null,null,null,null,null,null,null,null,null,null,null,null,null,null,null,null,null,null,null,null,null,"$/WAC"]
[null,null,null,null,null,null,null,null,null,null,null,null,null,null,null,null,null,null,null,"Graph Support","Fixed-Tilt","Tracking","x-Axis","Fixed Tilt 20th Perc Error","Fixed Tilt 80th Perc Error","Tracking 20th Perc Error","Tracking 80th Perc Error"]
[null,null,null,null,null,null,null,null,null,null,null,null,null,null,null,null,null,null,null,2010,0.55000000000000004,1.3,{"$f":"A30&\"\nn=\"&B30&\" \n\"&TEXT(ROUND(C30/1000,1),\"0#.##\")&\" GW\"","v":"2010\nn=10 \n0.2 GW"},0.98,0.53,0.92,1.25]
[null,null,null,null,null,null,null,null,null,null,null,null,null,null,null,null,null,null,null,2011,{"$f":"U3+2","v":2.5499999999999998},{"$f":"V3+2","v":3.3},{"$f":"A31&\"\nn=\"&B31&\" \n\"&TEXT(ROUND(C31/1000,1),\"0#.##\")&\" GW\"","v":"2011\nn=29 \n0.4 GW"},0.77,0.56000000000000005,0.48,0.62]
[null,null,null,null,null,null,null,null,null,null,null,null,null,null,null,null,null,null,null,2012,{"$f":"U4+2","v":4.55},5.3,{"$f":"A32&\"\nn=\"&B32&\" \n\"&TEXT(ROUND(C32/1000,1),\"0#.0##\")&\" GW\"","v":"2012\nn=41 \n0.9 GW"},0.53,0.81,0.09,0.59]
[null,null,null,null,null,null,null,null,null,null,null,null,null,null,null,null,null,null,null,2013,6.55,7.3,{"$f":"A33&\"\nn=\"&B33&\" \n\"&TEXT(ROUND(C33/1000,1),\"#.##\")&\" GW\"","v":"2013\nn=38 \n1.3 GW"},0.68,0.66,0.45,0.56999999999999995]
[null,null,null,null,null,null,null,null,null,null,null,null,null,null,null,null,null,null,null,2014,8.5500000000000007,9.3000000000000007,"2014\nn=65 \n3.2 GW",0.53,0.9,0.67,1.06]
[null,null,null,null,null,null,null,null,null,null,null,null,null,null,null,null,null,null,null,2015,10.55,11.3,"2015\nn=87 \n2.9 GW",0.5,0.77,0.63,0.68]
[null,null,null,null,null,null,null,null,null,null,null,null,null,null,null,null,null,null,null,2016,12.55,13.3,"2016\nn=146 \n7.4 GW",0.39,1.03,0.31,0.34]
[null,null,null,null,null,null,null,null,null,null,null,null,null,null,null,null,null,null,null,2017,14.55,15.3,{"$f":"A37&\"\nn=\"&B37&\" \n\"&TEXT(ROUND(C37/1000,1),\"#.0\")&\" GW\"","v":"2017\nn=163 \n4.0 GW"},0.41,0.4,0.56000000000000005,0.64]
[null,null,null,null,null,null,null,null,null,null,null,null,null,null,null,null,null,null,null,2018,16.55,17.3,"2018\nn=94 \n3.9 GW",0.61,0.87,0.27,0.74]
[null,null,null,null,null,null,null,null,null,null,null,null,null,null,null,null,null,null,null,2019,18.55,19.3,"2019\nn=102 \n4.5 GW",0.48,1.1000000000000001,0.28000000000000003,0.39]
[null,null,null,null,null,null,null,null,null,null,null,null,null,null,null,null,null,null,null,2020,20.55,21.3,"2020\nn=68 \n5.1 GW",0.12,0.35,0.21,0.24]
[]
[]
[]
[]
[null,null,null,null,null,null,null,null,null,null,null,null,null,null,null,null,null,null,null,null,null,null,null,"$/WDC"]
[null,null,null,null,null,null,null,null,null,null,null,null,null,null,null,null,null,null,null,null,null,null,"x-Axis","Fixed Tilt 20th Perc Error","Fixed Tilt 80th Perc Error","Tracking 20th Perc Error","Tracking 80th Perc Error"]
[null,null,null,null,null,null,null,null,null,null,null,null,null,null,null,null,null,null,null,null,null,null,{"$f":"A48&\"\nn=\"&B48&\" \n\"&TEXT(ROUND(C48/1000,1),\"0#.##\")&\" GW\"","v":"2010\nn=10 \n0.2 GW"},0.98,0.53,0.92,1.25]
[null,null,null,null,null,null,null,null,null,null,null,null,null,null,null,null,null,null,null,null,null,null,{"$f":"A49&\"\nn=\"&B49&\" \n\"&TEXT(ROUND(C49/1000,1),\"#.##\")&\" GW\"","v":"2011\nn=29 \n.5 GW"},0.77,0.56000000000000005,0.48,0.62]
[null,null,null,null,null,null,null,null,null,null,null,null,null,null,null,null,null,null,null,null,null,null,"2012\nn=41 \n1.2 GW",0.53,0.81,0.09,0.59]
["Sources: Berkeley Lab, Energy Information Administration",null,null,null,null,null,null,null,null,null,null,null,null,null,null,null,null,null,null,null,null,null,"2013\nn=38 \n1.8 GW",0.68,0.66,0.45,0.56999999999999995]
["Note: ",null,null,null,null,null,null,null,null,null,null,null,null,null,null,null,null,null,null,null,null,null,"2014\nn=65 \n4.1 GW",0.53,0.9,0.67,1.06]
[null,null,null,"Installed Costs 2020 $/WAC",null,null,null,null,null,null,null,null,null,null,null,null,null,null,null,null,null,null,"2015\nn=87 \n3.7 GW",0.5,0.77,0.63,0.68]
["Commercial Operation Year","All Count","All Capacity (MWAC)","All Median","All 20th Percentile","All 80th Percentile","Fixed Tilt Median","Fixed Tilt 20th Percentile","Fixed Tilt 80th Percentile","Tracking Median","Tracking 20th Percentile","Tracking 80th Percentile",null,null,null,null,null,null,null,null,null,null,"2016\nn=145 \n9.6 GW",0.39,1.03,0.31,0.34]
[2007,2,18.899999999999999,10.46,10.33,10.59,null,null,null,10.24,10.24,10.24,null,null,null,null,null,null,null,null,null,null,"2017\nn=163 \n5.4 GW",0.41,0.4,0.56000000000000005,0.64]
[2008,1,10,4.82,4.82,4.82,4.82,4.82,4.82,null,null,null,null,null,null,null,null,null,null,null,null,null,"2018\nn=94 \n5.4 GW",0.61,0.87,0.27,0.74]
[2009,2,46,5.19,4.1399999999999997,6.25,3.43,3.43,3.43,6.95,6.95,6.95,null,null,null,null,null,null,null,null,null,null,"2019\nn=102 \n6. GW",0.48,1.1000000000000001,0.28000000000000003,0.39]
[2010,10,175.07,5.38,4.7699999999999996,6.9,5.07,4.09,5.59,6.8,5.88,8.0500000000000007,null,null,null,null,null,null,null,null,null,null,"2020\nn=68 \n6.8 GW",0.12,0.35,0.21,0.24]
[2011,29,427.79,4.72,4.08,5.33,4.72,3.95,5.28,4.71,4.2300000000000004,5.33]
[2012,41,929.64,4.37,3.68,4.82,3.82,3.3,4.6399999999999997,4.45,4.3600000000000003,5.04]
[2013,38,1343.79,3.89,3.35,4.5999999999999996,3.86,3.18,4.5199999999999996,4.03,3.58,4.5999999999999996]
[2014,65,3184.08,3.3,2.74,4.41,3.29,2.76,4.18,3.4,2.73,4.45]
[2015,87,2869.68,2.96,2.33,3.63,2.64,2.14,3.42,3.08,2.4500000000000002,3.76]
[2016,146,7378.69,2.4500000000000002,2.12,2.89,2.39,2.0099999999999998,3.42,2.46,2.15,2.81]
[2017,163,4045.82,2.27,1.76,2.87,2.27,1.86,2.67,2.27,1.71,2.91]
[2018,94,3949.42,1.84,1.49,2.68,1.82,1.21,2.69,1.86,1.59,2.6]
[2019,102,4518.79,1.58,1.27,2.27,1.69,1.21,2.78,1.56,1.27,1.94]
[2020,68,5122.7700000000004,1.42,1.1299999999999999,1.65,1.22,1.1000000000000001,1.57,1.42,1.21,1.65]
["Total",848,34020.44]
[]
[null,null,null,"Installed Costs 2020 $/WDC"]
["Commercial Operation Year","All Count","All Capacity (MWDC)","All Median","All 20th Percentile","All 80th Percentile","Fixed Tilt Median","Fixed Tilt 20th Percentile","Fixed Tilt 80th Percentile","Tracking Median","Tracking 20th Percentile","Tracking 80th Percentile"]
[2007,2,22.28,8.85,8.7799999999999994,8.92,null,null,null,8.74,8.74,8.74]
[2008,1,12.14,3.97,3.97,3.97,3.97,3.97,3.97]
[2009,2,52.8,4.58,3.55,5.61,2.86,2.86,2.86,6.29,6.29,6.29]
[2010,10,210.72,4.67,3.99,5.6,4.2,3.41,4.7,5.34,5.08,6.53]
[2011,29,516.70000000000005,3.88,3.43,4.45,3.81,3.17,4.47,3.98,3.69,4.3499999999999996]
[2012,41,1181.4100000000001,3.54,2.85,3.91,3.01,2.72,3.71,3.75,3.44,4.0199999999999996]
[2013,38,1754.16,3.04,2.6,3.51,2.92,2.33,3.44,3.09,2.75,3.53]
[2014,65,4111.96,2.57,2.08,3.46,2.54,2.0099999999999998,3.3,2.59,2.1,3.46]
[2015,87,3728.47,2.25,1.75,2.89,1.95,1.7,2.52,2.4,1.89,2.99]
[2016,145,9611.76,1.88,1.6,2.25,1.85,1.51,2.65,1.88,1.64,2.21]
[2017,163,5381.9,1.72,1.37,2.02,1.75,1.5,2.0699999999999998,1.72,1.35,2.02]
[2018,94,5382.32,1.35,1.1299999999999999,2.0699999999999998,1.26,0.79,2.12,1.38,1.17,2]
[2019,102,5980.97,1.24,1.01,1.67,1.3,0.96,2.09,1.22,1.01,1.51]
[2020,68,6803.91,1.05,0.85,1.25,0.92,0.74,1.1299999999999999,1.07,0.9,1.28]
["Total",847,44751.519999999997]

{"sheet":"CapEx Trend by Region (PV only)","index":13,"n_rows":55,"n_cols":25,"rows_kept":55,"cut":false,"hidden":false,"merged":[[4,1,4,11],[4,14,4,24],[21,1,21,11],[21,14,21,24],[38,1,38,11],[38,14,38,24]]}
["Installed costs by region and installation year"]
[]
["Sources: Berkeley Lab (some data points suppressed to protect confidentiality), Energy Information Administration"]
[]
[null,"Median Project Cost (2020 $/WAC)",null,null,null,null,null,null,null,null,null,null,null,null,"Median Project Cost (2020 $/WDC)"]
["Commercial Operation Year","National","CAISO","ERCOT","Hawaii","ISO-NE","MISO","NYISO","PJM","SPP","Southeast\n(non-ISO)","West\n(non-ISO)",null,"Commercial Operation Year","National","CAISO","ERCOT","HI","ISO-NE","MISO","NYISO","PJM","SPP","Southeast\n(non-ISO)","West\n(non-ISO)"]
[2007,10.46,null,null,null,null,null,null,null,null,null,null,null,2007,8.85]
[2008,4.82,null,null,null,null,null,null,null,null,null,null,null,2008,3.97]
[2009,5.19,null,null,null,null,null,null,null,null,null,null,null,2009,4.58]
[2010,5.38,null,null,null,null,null,null,5.51,null,6.8,null,null,2010,4.67,null,null,null,null,null,null,4.62,null,5.34]
[2011,4.72,4.45,null,null,null,null,null,5.0999999999999996,null,null,4.43,null,2011,3.88,3.61,null,null,null,null,null,4.51,null,null,3.84]
[2012,4.37,3.68,4.38,null,null,null,null,4.45,null,3.79,4.43,null,2012,3.54,2.85,3.75,null,null,null,null,3.56,null,3.01,3.56]
[2013,3.89,4,null,null,null,3.24,null,null,null,3.85,3.67,null,2013,3.04,3.09,null,null,null,2.34,null,null,null,3.04,2.75]
[2014,3.3,3.45,null,null,null,null,null,2.98,null,2.16,3.25,null,2014,2.57,2.65,null,null,null,null,null,2.33,null,1.71,2.38]
[2015,2.96,3.16,3.47,null,null,3.97,null,2.86,null,2.37,2.96,null,2015,2.25,2.44,2.79,null,null,2.98,null,2.1,null,1.74,2.17]
[2016,2.4500000000000002,2.57,null,null,null,2.5099999999999998,null,2.65,2.12,2.21,2.31,null,2016,1.88,1.96,null,null,null,1.86,null,2.0499999999999998,1.55,1.67,1.87]
[2017,2.27,2.7,2.06,4.2300000000000004,2.56,3.03,null,2.15,2.2999999999999998,2.0299999999999998,2.36,null,2017,1.72,1.99,1.51,2.96,2.0299999999999998,1.99,null,1.64,1.65,1.51,1.77]
[2018,1.84,2.92,1.59,null,2.38,1.5,null,2.2999999999999998,null,1.53,2.04,null,2018,1.35,2.17,1.17,null,1.71,1.27,null,2.02,null,1.1599999999999999,1.57]
[2019,1.58,1.7,1.62,2.9,2.86,null,1.85,1.74,1.27,1.44,1.4,null,2019,1.24,1.36,1.1599999999999999,2.89,1.98,null,1.32,1.29,1.0900000000000001,1.02,1.0900000000000001]
[2020,1.42,2,1.26,null,null,1.54,null,1.56,null,1.22,1.44,null,2020,1.05,1.45,0.96,null,null,1.1000000000000001,null,1.2,null,0.9,1.1200000000000001]
[]
[null,"$/WAC Cost Sample Project Capacity",null,null,null,null,null,null,null,null,null,null,null,null,"$/WDC Cost Sample Project Capacity"]
["Commercial Operation Year","National","CAISO","ERCOT","Hawaii","ISO-NE","MISO","NYISO","PJM","SPP","Southeast\n(non-ISO)","West\n(non-ISO)",null,"Commercial Operation Year","National","CAISO","ERCOT","Hawaii","ISO-NE","MISO","NYISO","PJM","SPP","Southeast\n(non-ISO)","West\n(non-ISO)"]
[2007,19,null,null,null,null,null,null,null,null,null,null,null,2007,22]
[2008,10,null,null,null,null,null,null,null,null,null,null,null,2008,12]
[2009,46,null,null,null,null,null,null,null,null,null,null,null,2009,53]
[2010,175,null,null,null,null,null,null,23,null,40,null,null,2010,211,null,null,null,null,null,null,28,null,48]
[2011,428,95,null,null,null,null,null,66,null,null,200,null,2011,517,118,null,null,null,null,null,77,null,null,243]
[2012,930,419,30,null,null,null,null,107,null,40,327,null,2012,1181,553,35,null,null,null,null,134,null,49,403]
[2013,1344,900,null,null,null,39,null,null,null,44,293,null,2013,1754,1171,null,null,null,52,null,null,null,55,393]
[2014,3184,2676,null,null,null,null,null,102,null,62,255,null,2014,4112,3463,null,null,null,null,null,139,null,79,322]
[2015,2870,1337,130,null,null,20,null,239,null,415,715,null,2015,3728,1697,162,null,null,27,null,324,null,563,940]
[2016,7379,3097,null,null,null,111,null,327,165,1335,2038,null,2016,9612,3975,null,null,null,152,null,430,224,1794,2634]
[2017,4046,529,651,46,27,273,null,464,19,1201,822,null,2017,5382,701,841,64,35,385,null,610,25,1628,1074]
[2018,3949,836,646,null,60,112,null,361,null,1377,495,null,2018,5382,1120,855,null,82,119,null,507,null,1960,655]
[2019,4519,979,488,129,80,null,65,456,16,1548,743,null,2019,5981,1223,633,138,117,null,87,625,19,2158,964]
[2020,5123,472,1622,null,null,274,null,400,null,1969,325,null,2020,6804,636,2084,null,null,390,null,528,null,2662,417]
[]
[null,"$/WAC Cost Sample Project Count",null,null,null,null,null,null,null,null,null,null,null,null,"$/WDC Cost Sample Project Count"]
["Commercial Operation Year","National","CAISO","ERCOT","Hawaii","ISO-NE","MISO","NYISO","PJM","SPP","Southeast\n(non-ISO)","West\n(non-ISO)",null,"Commercial Operation Year","National","CAISO","ERCOT","Hawaii","ISO-NE","MISO","NYISO","PJM","SPP","Southeast\n(non-ISO)","West\n(non-ISO)"]
[2007,2,null,null,null,null,null,null,null,null,null,2,null,2007,2,null,null,null,null,null,null,null,null,null,2]
[2007,2,null,null,null,null,null,null,null,null,null,2,null,2007,2,null,null,null,null,null,null,null,null,null,2]
[2008,1,1,null,null,null,null,null,null,null,null,null,null,2008,1,1]
[2009,2,1,null,null,null,null,null,null,null,1,null,null,2009,2,1,null,null,null,null,null,null,null,1]
[2010,10,1,1,null,null,null,null,3,null,3,2,null,2010,10,1,1,null,null,null,null,3,null,3,2]
[2011,29,6,1,null,null,null,1,6,null,1,14,null,2011,29,6,1,null,null,null,1,6,null,1,14]
[2012,41,9,3,1,null,null,null,9,null,3,16,null,2012,41,9,3,1,null,null,null,9,null,3,16]
[2013,38,16,2,null,null,4,null,2,null,3,11,null,2013,38,16,2,null,null,4,null,2,null,3,11]
[2014,65,32,1,1,2,2,null,9,null,3,15,null,2014,65,32,1,1,2,2,null,9,null,3,15]
[2015,87,34,3,1,null,3,null,12,null,16,18,null,2015,87,34,3,1,null,3,null,12,null,16,18]
[2016,146,45,2,1,2,3,1,18,3,30,41,null,2016,145,45,2,1,2,3,1,18,3,29,41]
[2017,163,24,14,3,4,17,2,22,3,47,27,null,2017,163,24,14,3,4,17,2,22,3,47,27]
[2018,94,7,10,1,3,4,1,15,2,29,22,null,2018,94,7,10,1,3,4,1,15,2,29,22]
[2019,102,11,8,4,7,2,5,16,3,26,20,null,2019,102,11,8,4,7,2,5,16,3,26,20]
[2020,68,7,7,1,1,6,1,13,1,26,5,null,2020,68,7,7,1,1,6,1,13,1,26,5]

{"sheet":"CapEx Trend by State (PV only)","index":14,"n_rows":56,"n_cols":91,"rows_kept":56,"cut":false,"hidden":false,"merged":[[5,1,5,44],[5,47,5,90],[22,1,22,44],[22,47,22,90],[40,1,40,44],[40,47,40,90]]}
["Installed costs by state and installation year"]
[]
["Sources: Berkeley Lab (some data points suppressed to protect confidentiality), Energy Information Administration"]
[]
[]
[null,"Median Project Cost (2020 $/WAC)",null,null,null,null,null,null,null,null,null,null,null,null,null,null,null,null,null,null,null,null,null,null,null,null,null,null,null,null,null,null,null,null,null,null,null,null,null,null,null,null,null,null,null,null,null,"Median Project Cost (2020 $/WDC)"]
["Commercial Operation Year","National","AL","AR","AZ","CA","CO","CT","DE","FL","GA","HI","ID","IL","IN","KS","KY","LA","MA","MD","ME","MI","MN","MO","MS","NC","NE","NJ","NM","NV","NY","OH","OK","OR","PA","RI","SC","TN","TX","UT","VA","VT","WA","WI","WY",null,"Commercial Operation Year","National","AL","AR","AZ","CA","CO","CT","DE","FL","GA","HI","ID","IL","IN","KS","KY","LA","MA","MD","ME","MI","MN","MO","MS","NC","NE","NJ","NM","NV","NY","OH","OK","OR","PA","RI","SC","TN","TX","UT","VA","VT","WA","WI","WY"]
[2007,10.46,null,null,null,null,null,null,null,null,null,null,null,null,null,null,null,null,null,null,null,null,null,null,null,null,null,null,null,null,null,null,null,null,null,null,null,null,null,null,null,null,null,null,null,null,2007,8.85]
[2008,4.82,null,null,null,null,null,null,null,null,null,null,null,null,null,null,null,null,null,null,null,null,null,null,null,null,null,null,null,null,null,null,null,null,null,null,null,null,null,null,null,null,null,null,null,null,2008,3.97]
[2009,5.19,null,null,null,null,null,null,null,null,null,null,null,null,null,null,null,null,null,null,null,null,null,null,null,null,null,null,null,null,null,null,null,null,null,null,null,null,null,null,null,null,null,null,null,null,2009,4.58]
[2010,5.38,null,null,null,null,null,null,null,null,null,null,null,null,null,null,null,null,null,null,null,null,null,null,null,null,null,null,null,null,null,null,null,null,null,null,null,null,null,null,null,null,null,null,null,null,2010,4.67]
[2011,4.72,null,null,5.08,4.54,null,null,null,null,null,null,null,null,null,null,null,null,null,null,null,null,null,null,null,null,null,5.3,4.09,null,null,null,null,null,null,null,null,null,null,null,null,null,null,null,null,null,2011,3.88,null,null,3.96,3.63,null,null,null,null,null,null,null,null,null,null,null,null,null,null,null,null,null,null,null,null,null,4.51,3.33]
[2012,4.37,null,null,4.34,4.34,null,null,null,null,null,null,null,null,null,null,null,null,null,4.08,null,null,null,null,null,null,null,4.7699999999999996,null,3.8,null,null,null,null,null,null,null,null,4.38,null,null,null,null,null,null,null,2012,3.54,null,null,3.41,3.33,null,null,null,null,null,null,null,null,null,null,null,null,null,3.38,null,null,null,null,null,null,null,3.82,null,3.14,null,null,null,null,null,null,null,null,3.75]
[2013,3.89,null,null,3.92,4,null,null,null,null,null,null,null,null,3.24,null,null,null,null,null,null,null,null,null,null,null,null,null,null,null,null,null,null,null,null,null,null,null,null,null,null,null,null,null,null,null,2013,3.04,null,null,2.87,3.09,null,null,null,null,null,null,null,null,2.34]
[2014,3.3,null,null,4.1399999999999997,3.45,null,null,null,null,null,null,null,null,null,null,null,null,null,null,null,null,null,null,null,2.84,null,3.05,2.25,null,null,null,null,null,null,null,null,null,null,null,null,null,null,null,null,null,2014,2.57,null,null,3.16,2.67,null,null,null,null,null,null,null,null,null,null,null,null,null,null,null,null,null,null,null,2.02,null,2.5099999999999998,1.83]
[2015,2.96,null,null,3.05,3.24,null,null,null,null,2.44,null,null,null,3.97,null,null,null,null,null,null,null,null,null,null,2.57,null,3.33,2.0299999999999998,2.87,null,null,null,null,null,null,null,null,3.47,null,null,null,null,null,null,null,2015,2.25,null,null,2.2000000000000002,2.4900000000000002,null,null,null,null,1.69,null,null,null,2.98,null,null,null,null,null,null,null,null,null,null,1.82,null,2.56,1.65,2.29,null,null,null,null,null,null,null,null,2.79]
[2016,2.4500000000000002,null,null,2.13,2.6,2.27,null,null,1.98,2.29,null,null,null,2.5099999999999998,null,null,null,null,2.73,null,null,null,null,null,2.21,null,3.16,2.12,2.52,null,null,null,2.46,null,null,null,null,null,1.98,2.5099999999999998,null,null,null,null,null,2016,1.88,null,null,1.67,2.0299999999999998,1.74,null,null,1.2,1.72,null,null,null,1.86,null,null,null,null,2.08,null,null,null,null,null,1.7,null,2.74,1.55,1.94,null,null,null,1.88,null,null,null,null,null,1.54,1.87]
[2017,2.27,2.92,null,2.3199999999999998,2.66,null,null,null,2.41,null,4.2300000000000004,2.6,null,1.62,null,null,null,2.5499999999999998,null,null,null,3.03,null,2.0499999999999998,2.11,null,2.86,null,2.48,null,null,null,2.1800000000000002,null,null,1.49,null,2.06,null,2.0299999999999998,null,null,null,null,null,2017,1.72,2.36,null,1.67,1.98,null,null,null,1.8,null,2.96,1.95,null,1.3,null,null,null,2.17,null,null,null,1.99,null,1.53,1.58,null,2.35,null,1.86,null,null,null,1.62,null,null,1.07,null,1.51,null,1.5]
[2018,1.84,null,null,null,2.83,null,null,null,1.2,null,null,null,null,null,null,null,null,null,null,null,null,null,null,null,1.87,null,2.69,1.67,null,null,null,null,2.0099999999999998,null,null,1.68,null,1.59,null,1.83,null,null,null,null,null,2018,1.35,null,null,null,2.14,null,null,null,0.79,null,null,null,null,null,null,null,null,null,null,null,null,null,null,null,1.28,null,2.17,1.35,null,null,null,null,1.54,null,null,1.1599999999999999,null,1.17,null,1.43]
[2019,1.58,null,null,null,1.7,null,null,null,1.47,1.1399999999999999,2.9,null,null,1.5,null,null,null,null,null,null,null,null,null,null,1.67,null,2.93,1.27,1.57,1.85,null,null,2.27,null,null,1.49,null,1.62,null,null,null,null,null,null,null,2019,1.24,null,null,null,1.34,null,null,null,1.06,0.79,2.89,null,null,1.1499999999999999,null,null,null,null,null,null,null,null,null,null,1.24,null,2.23,1.01,1.19,1.32,null,null,1.66,null,null,1.08,null,1.1599999999999999]
[2020,1.42,null,null,null,2,null,null,null,1.1299999999999999,1.33,null,null,null,null,null,null,null,null,null,null,null,null,null,null,null,null,null,null,null,null,null,null,null,1.42,null,1.54,null,1.26,1.44,1.56,null,null,1.64,null,null,2020,1.05,null,null,null,1.45,null,null,null,0.85,0.99,null,null,null,null,null,null,null,null,null,null,null,null,null,null,null,null,null,null,null,null,null,null,null,1.05,null,1.04,null,0.96,1.1200000000000001,1.2,null,null,1.3]
[]
[null,"$/WAC Cost Sample Project Capacity",null,null,null,null,null,null,null,null,null,null,null,null,null,null,null,null,null,null,null,null,null,null,null,null,null,null,null,null,null,null,null,null,null,null,null,null,null,null,null,null,null,null,null,null,null,"$/WDC Cost Sample Project Capacity"]
["Commercial Operation Year","National","AL","AR","AZ","CA","CO","CT","DE","FL","GA","HI","ID","IL","IN","KS","KY","LA","MA","MD","ME","MI","MN","MO","MS","NC","NE","NJ","NM","NV","NY","OH","OK","OR","PA","RI","SC","TN","TX","UT","VA","VT","WA","WI","WY",null,"Commercial Operation Year","National","AL","AR","AZ","CA","CO","CT","DE","FL","GA","HI","ID","IL","IN","KS","KY","LA","MA","MD","ME","MI","MN","MO","MS","NC","NE","NJ","NM","NV","NY","OH","OK","OR","PA","RI","SC","TN","TX","UT","VA","VT","WA","WI","WY"]
[2007,19,null,null,null,null,null,null,null,null,null,null,null,null,null,null,null,null,null,null,null,null,null,null,null,null,null,null,null,null,null,null,null,null,null,null,null,null,null,null,null,null,null,null,null,null,2007,22]
[2008,10,null,null,null,null,null,null,null,null,null,null,null,null,null,null,null,null,null,null,null,null,null,null,null,null,null,null,null,null,null,null,null,null,null,null,null,null,null,null,null,null,null,null,null,null,2008,12]
[2009,46,null,null,null,null,null,null,null,null,null,null,null,null,null,null,null,null,null,null,null,null,null,null,null,null,null,null,null,null,null,null,null,null,null,null,null,null,null,null,null,null,null,null,null,null,2009,53]
[2010,175,null,null,null,null,null,null,null,null,null,null,null,null,null,null,null,null,null,null,null,null,null,null,null,null,null,null,null,null,null,null,null,null,null,null,null,null,null,null,null,null,null,null,null,null,2010,211]
[2011,428,null,null,96,122,null,null,null,null,null,null,null,null,null,null,null,null,null,null,null,null,null,null,null,null,null,48,41,null,null,null,null,null,null,null,null,null,null,null,null,null,null,null,null,null,2011,517,null,null,118,152,null,null,null,null,null,null,null,null,null,null,null,null,null,null,null,null,null,null,null,null,null,56,50]
[2012,930,null,null,269,250,null,null,null,null,null,null,null,null,null,null,null,null,null,38,null,null,null,null,null,null,null,27,null,186,null,null,null,null,null,null,null,null,30,null,null,null,null,null,null,null,2012,1181,null,null,357,320,null,null,null,null,null,null,null,null,null,null,null,null,null,52,null,null,null,null,null,null,null,33,null,229,null,null,null,null,null,null,null,null,35]
[2013,1344,null,null,219,929,null,null,null,null,null,null,null,null,39,null,null,null,null,null,null,null,null,null,null,null,null,null,null,null,null,null,null,null,null,null,null,null,null,null,null,null,null,null,null,null,2013,1754,null,null,300,1206,null,null,null,null,null,null,null,null,52]
[2014,3184,null,null,406,2402,null,null,null,null,null,null,null,null,null,null,null,null,null,null,null,null,null,null,null,59,null,43,75,null,null,null,null,null,null,null,null,null,null,null,null,null,null,null,null,null,2014,4112,null,null,547,3085,null,null,null,null,null,null,null,null,null,null,null,null,null,null,null,null,null,null,null,86,null,54,93]
[2015,2870,null,null,122,1346,null,null,null,null,177,null,null,null,20,null,null,null,null,null,null,null,null,null,null,420,null,41,40,349,null,null,null,null,null,null,null,null,130,null,null,null,null,null,null,null,2015,3728,null,null,165,1714,null,null,null,null,246,null,null,null,27,null,null,null,null,null,null,null,null,null,null,568,null,53,49,462,null,null,null,null,null,null,null,null,162]
[2016,7379,null,null,371,2958,225,null,null,229,726,null,null,null,16,null,null,null,null,39,null,null,null,null,null,349,null,51,165,708,null,null,null,73,null,null,null,null,null,680,137,null,null,null,null,null,2016,9612,null,null,491,3729,287,null,null,376,925,null,null,null,21,null,null,null,null,50,null,null,null,null,null,456,null,62,224,960,null,null,null,97,null,null,null,null,null,882,180]
[2017,4046,107,null,87,696,null,null,null,175,null,46,120,null,30,null,null,null,17,null,null,null,156,null,155,675,null,39,null,290,null,null,null,104,null,null,223,null,651,null,271,null,null,null,null,null,2017,5382,146,null,120,913,null,null,null,237,null,64,160,null,41,null,null,null,21,null,null,null,229,null,216,910,null,46,null,378,null,null,null,136,null,null,305,null,841,null,356]
[2018,3949,null,null,null,981,null,null,null,875,null,null,null,null,null,null,null,null,null,null,null,null,null,null,null,472,null,54,33,null,null,null,null,82,null,null,71,null,646,null,58,null,null,null,null,null,2018,5382,null,null,null,1309,null,null,null,1262,null,null,null,null,null,null,null,null,null,null,null,null,null,null,null,682,null,67,41,null,null,null,null,109,null,null,101,null,855,null,77]
[2019,4519,null,null,null,999,null,null,null,743,412,129,null,null,20,null,null,null,null,null,null,null,null,null,null,297,null,21,100,417,65,null,null,73,null,null,270,null,488,null,null,null,null,null,null,null,2019,5981,null,null,null,1257,null,null,null,1008,594,138,null,null,25,null,null,null,null,null,null,null,null,null,null,407,null,26,131,530,87,null,null,96,null,null,376,null,633]
[2020,5123,null,null,null,486,null,null,null,1416,311,null,null,null,null,null,null,null,null,null,null,null,null,null,null,null,null,null,null,null,null,null,null,null,55,null,220,null,1622,279,238,null,null,164,null,null,2020,6804,null,null,null,652,null,null,null,1921,404,null,null,null,null,null,null,null,null,null,null,null,null,null,null,null,null,null,null,null,null,null,null,null,72,null,305,null,2084,358,315,null,null,231]
[]
[]
[null,"$/WAC Cost Sample Project Count",null,null,null,null,null,null,null,null,null,null,null,null,null,null,null,null,null,null,null,null,null,null,null,null,null,null,null,null,null,null,null,null,null,null,null,null,null,null,null,null,null,null,null,null,null,"$/WDC Cost Sample Project Count"]
["Commercial Operation Year","National","AL","AR","AZ","CA","CO","CT","DE","FL","GA","HI","ID","IL","IN","KS","KY","LA","MA","MD","ME","MI","MN","MO","MS","NC","NE","NJ","NM","NV","NY","OH","OK","OR","PA","RI","SC","TN","TX","UT","VA","VT","WA","WI","WY",null,"Commercial Operation Year","National","AL","AR","AZ","CA","CO","CT","DE","FL","GA","HI","ID","IL","IN","KS","KY","LA","MA","MD","ME","MI","MN","MO","MS","NC","NE","NJ","NM","NV","NY","OH","OK","OR","PA","RI","SC","TN","TX","UT","VA","VT","WA","WI","WY"]
[2007,2,null,null,null,null,1,null,null,null,null,null,null,null,null,null,null,null,null,null,null,null,null,null,null,null,null,null,null,1,null,null,null,null,null,null,null,null,null,null,null,null,null,null,null,null,2007,2,null,null,null,null,1,null,null,null,null,null,null,null,null,null,null,null,null,null,null,null,null,null,null,null,null,null,null,1]
[2008,1,null,null,null,null,null,null,null,null,null,null,null,null,null,null,null,null,null,null,null,null,null,null,null,null,null,null,null,1,null,null,null,null,null,null,null,null,null,null,null,null,null,null,null,null,2008,1,null,null,null,null,null,null,null,null,null,null,null,null,null,null,null,null,null,null,null,null,null,null,null,null,null,null,null,1]
[2009,2,null,null,null,1,null,null,null,1,null,null,null,null,null,null,null,null,null,null,null,null,null,null,null,null,null,null,null,null,null,null,null,null,null,null,null,null,null,null,null,null,null,null,null,null,2009,2,null,null,null,1,null,null,null,1]
[2010,10,null,null,null,null,1,null,null,2,null,null,null,1,null,null,null,null,null,null,null,null,null,null,null,1,null,1,1,1,null,1,null,null,null,null,null,null,1,null,null,null,null,null,null,null,2010,10,null,null,null,null,1,null,null,2,null,null,null,1,null,null,null,null,null,null,null,null,null,null,null,1,null,1,1,1,null,1,null,null,null,null,null,null,1]
[2011,29,null,null,6,8,2,null,1,1,null,null,null,null,null,null,null,null,null,null,null,null,null,null,null,null,null,4,4,null,1,1,null,null,null,null,null,null,1,null,null,null,null,null,null,null,2011,29,null,null,6,8,2,null,1,1,null,null,null,null,null,null,null,null,null,null,null,null,null,null,null,null,null,4,4,null,1,1,null,null,null,null,null,null,1]
[2012,41,null,null,7,12,1,null,1,null,null,1,null,1,null,null,null,null,null,3,null,null,null,null,null,2,null,3,1,4,null,null,null,null,1,null,null,1,3,null,null,null,null,null,null,null,2012,41,null,null,7,12,1,null,1,null,null,1,null,1,null,null,null,null,null,3,null,null,null,null,null,2,null,3,1,4,null,null,null,null,1,null,null,1,3]
[2013,38,null,null,6,18,null,null,null,null,2,null,null,null,4,null,null,null,null,null,null,null,null,null,null,1,null,2,2,1,null,null,null,null,null,null,null,null,2,null,null,null,null,null,null,null,2013,38,null,null,6,18,null,null,null,null,2,null,null,null,4,null,null,null,null,null,null,null,null,null,null,1,null,2,2,1,null,null,null,null,null,null,null,null,2]
[2014,65,null,null,7,33,null,null,null,null,1,1,null,null,2,null,null,null,2,null,null,null,null,null,null,3,null,6,4,2,null,null,null,null,null,null,null,2,2,null,null,null,null,null,null,null,2014,65,null,null,7,33,null,null,null,null,1,1,null,null,2,null,null,null,2,null,null,null,null,null,null,3,null,6,4,2,null,null,null,null,null,null,null,2,2]
[2015,87,null,1,4,36,1,null,null,1,6,1,null,null,3,null,null,null,null,1,null,null,null,null,null,16,null,4,4,4,null,null,null,null,null,null,null,null,3,2,null,null,null,null,null,null,2015,87,null,1,4,36,1,null,null,1,6,1,null,null,3,null,null,null,null,1,null,null,null,null,null,16,null,4,4,4,null,null,null,null,null,null,null,null,3,2]
[2016,146,1,null,6,48,7,null,null,4,14,1,2,null,3,null,1,null,2,3,null,null,1,null,null,9,null,7,3,5,1,null,null,8,null,null,2,2,2,10,4,null,null,null,null,null,2016,145,1,null,6,48,7,null,null,4,13,1,2,null,3,null,1,null,2,3,null,null,1,null,null,9,null,7,3,5,1,null,null,8,null,null,2,2,2,10,4]
[2017,163,4,null,3,28,1,null,null,7,null,3,6,null,3,null,1,null,3,null,1,2,13,1,3,22,1,4,2,5,2,1,1,6,null,null,14,2,14,null,10,null,null,null,null,null,2017,163,4,null,3,28,1,null,null,7,null,3,6,null,3,null,1,null,3,null,1,2,13,1,3,22,1,4,2,5,2,1,1,6,null,null,14,2,14,null,10]
[2018,94,1,1,2,10,1,2,null,13,1,1,null,null,1,null,null,null,null,2,null,2,1,1,null,9,null,6,4,1,1,null,1,9,null,null,5,2,10,null,4,1,1,null,1,null,2018,94,1,1,2,10,1,2,null,13,1,1,null,null,1,null,null,null,null,2,null,2,1,1,null,9,null,6,4,1,1,null,1,9,null,null,5,2,10,null,4,1,1,null,1]
[2019,102,null,2,1,12,2,1,null,13,4,4,null,null,3,1,null,null,2,1,null,null,null,null,1,7,null,3,6,5,5,2,null,4,1,2,7,null,8,1,2,2,null,null,null,null,2019,102,null,2,1,12,2,1,null,13,4,4,null,null,3,1,null,null,2,1,null,null,null,null,1,7,null,3,6,5,5,2,null,4,1,2,7,null,8,1,2,2]
[2020,68,null,null,1,8,null,1,null,19,3,1,null,null,1,1,null,1,null,2,null,1,null,null,null,2,null,2,null,null,1,null,null,null,3,null,3,null,7,3,5,null,null,3,null,null,2020,68,null,null,1,8,null,1,null,19,3,1,null,null,1,1,null,1,null,2,null,1,null,null,null,2,null,2,null,null,1,null,null,null,3,null,3,null,7,3,5,null,null,3]

{"sheet":"Storage CapEx","index":15,"n_rows":51,"n_cols":29,"rows_kept":51,"cut":false,"hidden":false,"merged":[[47,0,48,0],[49,0,50,0],[32,1,32,3],[34,0,35,0],[36,0,37,0],[38,0,39,0],[43,1,43,3],[45,0,46,0]]}
["Installed Costs of Solar and Battery Projects"]
["Battery Costs in $/kWh terms in the LBNL sample for the years 2018 and 2019",null,null,null,null,null,null,"Battery price adder relative to PV capacity as a function of battery:PV capacity, 2017-2019",null,null,null,null,"Battery cost adder relative to full project costs as a function of battery:PV capacity, 2017-2019",null,null,null,null,"Battery cost adder relative to PV capacity by battery installation year",null,null,null,null,"Battery cost adder relative to full project costs by battery installation year",null,null,null,null,null,"Combined solar and battery costs relative to PV project capacity by battery installation year"]
[]
[]
[]
[]
[]
[]
[]
[]
[]
[]
[]
[]
[]
[]
[]
[]
[]
[]
[]
[]
["Note: Some of the PV-battery projects are retrofits to earlier PV projects. The solar online date of the 2018 battery projects ranged from 2016 to 2018, while the solar online date of the 2019 battery projects ranged from 2018 to 2019."]
["Sources: Berkeley Lab (some data points suppressed to protect confidentiality), Energy Information Administration"]
[]
[null,"Battery Count","Battery Capacity (MW)","Battery Energy (MWh)","Median Battery Capacity Ratio","Median Battery Duration (h)","Battery Costs ($/kWh) Median","Battery Price ($/kWh) 20th Percentile","Battery Costs ($/kWh) 80th Percentile","Battery Cost Contribution (Adder/Total) Median","Battery Cost Contribution (Adder/Total) 20th Percentile","Battery Price Contribution (Adder/Total) 80th Percentile","Battery Cost Adder ($/WAC-PV) Median","Battery Cost Adder \n($/WAC-PV) 20th Percentile","Battery Cost Adder \n($/WAC-PV) 80th Percentile","Battery Cost Adder \n($/WDC-PV) Median","Battery Cost Adder \n($/WDC-PV) 20th Percentile","Battery Cost Adder \n($/WDC-PV) 80th Percentile"]
[2018,5,53,214,0.5,4,412.09872184848041,368.56836376659169,472.56184494451293,0.1469040498875675,9.1803890365621546E-2,0.33475662776796822,0.65282659842605351,0.19581762717334636,1.707692576134751,0.42254148765440352,0.11860498556434393,1.2646723888157783]
[2019,11,48.8,118.89999999999999,0.59988002399520091,2.1833333333333331,1104.2165857569146,862.84268552896356,2039.916158197123,0.48032193076484742,0.2389385314396795,0.54616003160843396,1.5381059538326156,0.90100627716615855,2.7828856577591092,1.3037403178164255,0.78164213091886114,2.3995191680091907]
[2020,0,0,0]
["Total",16,101.8,332.9]
[]
[]
[null,"Median"]
[null,null,"Solar","Adder"]
[2018,"Solar Standalone",1.84,{"$error":"#N/A"}]
[null,"Solar + Battery",2.0099894283970539,0.65282659842605351]
[2019,"Solar Standalone",1.58,{"$error":"#N/A"}]
[null,"Solar + Battery",2.5471790809537951,1.5381059538326156]
[2020,"Solar Standalone",1.42,{"$error":"#N/A"}]
[null,"Solar + Battery",{"$error":"#N/A"}]
[]
[]
[]
[null,"Average"]
[null,null,"Solar","Adder"]
[2018,"Solar Standalone",2.06,{"$error":"#N/A"}]
[null,"Solar + Battery",2.7847399920663554,0.9048798030946259]
[2019,"Solar Standalone",1.8,{"$error":"#N/A"}]
[null,"Solar + Battery",2.4081156241215096,1.8065608308426624]
[2020,"Solar Standalone",1.49,{"$error":"#N/A"}]
[null,"Solar + Battery",{"$error":"#N/A"}]

{"sheet":"CSP CapEx","index":16,"n_rows":31,"n_cols":9,"rows_kept":31,"cut":false,"hidden":false,"merged":[[10,0,10,6],[10,8,10,9]]}
["Installed costs of individual CSP projects"]
[]
[]
[]
[]
[]
[]
[]
[]
[]
[]
[]
[]
[]
[]
[]
[]
[]
[]
["Solar Tech Sub","Solar Capacity AC","Solar COD","Solar Costs AC","Core Size",null,null,"PV Median Cost","Bubble Size"]
["Tower",370,2014,6.7560810810810805,1,null,2010,5.3836386775990723,10]
["Tower",110,2015,9.6261917133562278,1,null,2011,4.7205320268070086,10]
[null,null,null,null,null,null,2012,4.3656149099999997,10]
[null,null,null,null,null,null,2013,3.8873027001130174,10]
[null,null,null,null,null,null,2014,3.3043615792835732,10]
["Solar Tech Sub","Solar Capacity AC","Solar COD","Solar Costs AC","Core Size",null,2015,2.9608849307998168,10]
["Trough",68.5,2007,4.9445078347624438,1,null,2016,2.4513045362537431,10]
["Trough",75,2010,6.2695642653806534,1,null,2017,2.2666373785924501,10]
["Trough",250,2013,7.4443516259348446,1,null,2018,1.8363487018645737,10]
["Trough",250,2014,5.6373601174096502,1,null,2019,1.5766208858504434,10]
["Trough",250,2014,6.7536038904648876,1,null,2020,1.4159739644987859,10]

{"sheet":"O&M Cost Time Trend","index":17,"n_rows":49,"n_cols":8,"rows_kept":49,"cut":false,"hidden":false,"merged":[[22,0,22,11],[25,1,25,3],[25,4,25,6]]}
["PV Operation and Maintenance Costs"]
[]
[]
[]
[]
[]
[]
[]
[]
[]
[]
[]
[]
[]
[]
[]
[]
[]
[]
[]
[]
["Sources: Berkeley Lab, FERC"]
["Note: Included in cost scope are project supervision, engineering, maintenance, rents, and training. \nExcluded are payments for property taxes, insurance, land royalties, performance bonds, various admnistrative and other fees, and overhead."]
[]
[]
[null,"$2020/kWAC-yr",null,null,"$2020/MWh"]
[null,"All Mean","Min","Max","All Mean","Min","Max"]
[2011,33.375364762671637,11.067959549027158,44.529067369493873,20.722543731823723,17.019396211753559,22.574117491858807]
[2012,31.904855265569712,14.537674121357703,40.91328,15.332331552857163,9.5811780946153373,19.497419104417119]
[2013,30.520887419433997,16.616089223960756,37.821858822116305,14.855201177441336,10.725785425173836,17.130049232039962]
[2014,19.54174018413168,14.896288666807514,36.564454446730679,9.020721332381477,6.3231641873164879,15.300414033608126]
[2015,16.869857006612353,12.869601322376598,32.52678229050759,7.9538230512339068,5.4600202951875412,18.483435812713989]
[2016,19.084258533928132,7.5027858558206795,28.649047485905083,8.7691335422014198,6.8840962843794395,14.92410496576834]
[2017,16.657665815461801,11.458626281947176,22.422433974458812,8.7386203104422489,6.5843523252411886,12.740662464198264]
[2018,19.170188176527141,8.3417232519794897,39.825466307328035,10.892517381057941,6.9089245712638707,24.116147362157729]
[2019,19.20925184238753,8.1832562626280634,29.535316321722643,11.551173846253439,5.8719031369805483,23.869135325320205]
[2020,15.825571654929369,6.4710999999999999,22.091353939393937,8.5561540671505298,4.1538365595689486,15.486697659635562]
[]
[null,null,"Negative Error","Positive Error",null,"Negative Error","Positive Error","x-axis"]
[null,null,{"$f":"B28-C28","v":22.307405213644479},{"$f":"D28-B28","v":11.153702606822236},null,{"$f":"E28-F28","v":3.7031475200701642},{"$f":"G28-E28","v":1.8515737600350839},1.2]
[null,null,17.367181144212008,9.0084247344302888,null,5.7511534582418253,4.1650875515599566,{"$f":"H40+1","v":2.2000000000000002}]
[null,null,13.904798195473241,7.3009714026823076,null,4.1294157522674997,2.2748480545986265,{"$f":"H41+1","v":3.2}]
[null,null,4.6454515173241653,17.022714262598999,null,2.6975571450649891,6.279692701226649,4.2]
[null,null,4.0002556842357553,15.656925283895237,null,2.4938027560463656,10.529612761480081,5.2]
[null,null,11.581472678107453,9.5647889519769507,null,1.8850372578219803,6.15497142356692,6.2]
[null,null,5.1990395335146253,5.7647681589970112,null,2.1542679852010602,4.0020421537560154,7.2]
[null,null,10.828464924547651,20.655278130800895,null,3.9835928097940698,13.223629981099789,8.1999999999999993]
[null,null,11.025995579759467,10.326064479335113,null,5.6792707092728909,12.317961479066765,9.1999999999999993]
[null,null,9.3544716549293696,6.2657822844645672,null,4.4023175075815812,6.9305435924850318,10.199999999999999]

{"sheet":"CF by GHI, Mount, ILR","index":18,"n_rows":780,"n_cols":9,"rows_kept":780,"cut":false,"hidden":false,"merged":[[25,7,25,8],[52,1,55,1],[56,1,59,1],[28,0,35,0],[36,0,43,0],[44,0,51,0],[52,0,59,0],[28,1,31,1],[32,1,35,1],[36,1,39,1],[40,1,43,1],[44,1,47,1],[48,1,51,1]]}
["Cumulative capacity factor by resource strength, fixed-tilt vs. tracking, and inverter loading ratio"]
[]
[]
[]
[]
[]
[]
[]
[]
[]
[]
[]
[]
[]
[]
[]
[]
[]
[]
[]
[]
[]
[]
["Source: EIA, FERC, Berkeley Lab"]
[]
[null,null,null,"Median",null,null,null,"Individual Projects"]
["GHI","Mount","DC:AC (ILR)","Capacity","Sample","Sample",null,null,"Capacity"]
["Quartile","Type","Quartile","Factor","Projects","MW",null,"Bin","Factor"]
["1st Quartile GHI","\nFixed-Tilt",1,0.16840237086765325,42,481.52199999999999,null,1,9.1837350029364884E-2]
[null,null,2,0.18223226505474455,26,248.19200000000004,null,1,0.13941482883988018]
[null,null,3,0.18384449372776729,18,290.19699999999995,null,1,0.1473891924711597]
[null,null,4,0.19317506586267222,25,450.29500000000002,null,1,0.14920389769301937]
[null,"\nTracking",1,0.19001347995286455,14,238.83999999999997,null,1,0.14958932238193018]
[null,null,2,0.21248669403892945,17,221.20999999999998,null,1,0.15310919000678039]
[null,null,3,0.21479608880342071,20,400.6,null,1,0.15346557227542179]
[null,null,4,0.21610178223636112,26,927.3,null,1,0.15579462659380691]
["2nd Quartile GHI","\nFixed-Tilt",1,0.19404109589041096,10,244.3,null,1,0.15638374088654633]
[null,null,2,0.19706122249387401,14,280.91299999999995,null,1,0.15683117050999615]
[null,null,3,0.20397414510911471,14,535.1,null,1,0.15687027788449226]
[null,null,4,0.2220344233334145,27,1043.8599999999999,null,1,0.15776048791609668]
[null,"\nTracking",1,0.2163954785077048,19,530.70000000000016,null,1,0.15793614533424594]
[null,null,2,0.23035124110183497,12,458.13100000000003,null,1,0.16086342502064052]
[null,null,3,0.25115289995811013,38,917.64999999999986,null,1,0.1638194037304844]
[null,null,4,0.23533440611910361,54,1612.3610000000001,null,1,0.16492089416058392]
["3rd Quartile GHI","\nFixed-Tilt",1,0.22078062438935142,8,180.83999999999997,null,1,0.16505871903339966]
[null,null,2,0.22896676615983644,10,703.36000000000013,null,1,0.16512352079186018]
[null,null,3,0.22840910170741352,4,72.2,null,1,0.16523845007451568]
[null,null,4,0.24228555164847268,13,1089.5,null,1,0.16602900284201275]
[null,"\nTracking",1,0.2452940145925625,40,1491.54,null,1,0.1679719180859692]
[null,null,2,0.27862260070289263,37,2416.21,null,1,0.16883282364933733]
[null,null,3,0.28612378345498785,55,2941.5879999999997,null,1,0.16941819010902456]
[null,null,4,0.28681128593830474,21,681.84999999999991,null,1,0.16959503413084617]
["4th Quartile GHI","\nFixed-Tilt",1,0.21520491180048662,11,662.5,null,1,0.1704616816481932]
[null,null,2,0.25309981205019449,9,463.55999999999995,null,1,0.17137655447418218]
[null,null,3,0.27695126865052555,7,960.7,null,1,0.17259624128109308]
[null,null,4,0.2752237337607864,7,671.49,null,1,0.17375181753262961]
[null,"\nTracking",1,0.28068928837331991,44,1575.1980000000001,null,1,0.17474894291754753]
[null,null,2,0.30429462158312731,54,2638.9960000000005,null,1,0.17526652562586856]
[null,null,3,0.314061546145735,41,2557.66,null,1,0.17724213386431042]
[null,null,4,0.31899081123219047,15,663.6400000000001,null,1,0.17761521788729179]
[null,null,null,null,null,null,null,1,0.17815302172039743]
[null,null,null,"Total:",{"$f":"SUM(E29:E60)","v":752},{"$f":"SUM(F29:F60)","v":28652.003000000001},null,1,0.18313878057282809]
[null,null,null,null,null,null,null,1,0.18348530725414441]
[null,null,null,null,null,null,null,1,0.18366369932671639]
[null,null,null,null,null,null,null,1,0.18566525971556772]
[null,null,null,null,null,null,null,1,0.18880265587899039]
[null,null,null,null,null,null,null,1,0.19000092139209182]
[null,null,null,null,null,null,null,1,0.19128390500516937]
[null,null,null,null,null,null,null,1,0.19567647729865392]
[null,null,null,null,null,null,null,1,0.22343363421767329]
[null,null,null,null,null,null,null,2,0.12911168819015534]
[null,null,null,null,null,null,null,2,0.15563502579119634]
[null,null,null,null,null,null,null,2,0.15928992249133672]
[null,null,null,null,null,null,null,2,0.16590771098967821]
[null,null,null,null,null,null,null,2,0.16908323556250815]
[null,null,null,null,null,null,null,2,0.16974732494924144]
[null,null,null,null,null,null,null,2,0.1718264226818059]
[null,null,null,null,null,null,null,2,0.17681594687753446]
[null,null,null,null,null,null,null,2,0.17777576465219899]
[null,null,null,null,null,null,null,2,0.17821799550814152]
[null,null,null,null,null,null,null,2,0.18092577539156915]
[null,null,null,null,null,null,null,2,0.18178081280413624]
[null,null,null,null,null,null,null,2,0.181806949513382]
[null,null,null,null,null,null,null,2,0.18265758059610707]
[null,null,null,null,null,null,null,2,0.18304317266859496]
[null,null,null,null,null,null,null,2,0.18326297302403599]
[null,null,null,null,null,null,null,2,0.1868477467615399]
[null,null,null,null,null,null,null,2,0.18737924001717476]
[null,null,null,null,null,null,null,2,0.18760389165933314]
[null,null,null,null,null,null,null,2,0.18783866643851244]
[null,null,null,null,null,null,null,2,0.19033836502187326]
[null,null,null,null,null,null,null,2,0.19044854280510023]
[null,null,null,null,null,null,null,2,0.19367217238853468]
[null,null,null,null,null,null,null,2,0.19384050677081238]
[null,null,null,null,null,null,null,2,0.19907090743274047]
[null,null,null,null,null,null,null,2,0.20755170755170754]
[null,null,null,null,null,null,null,3,0.16237159536108089]
[null,null,null,null,null,null,null,3,0.16458540040773817]
[null,null,null,null,null,null,null,3,0.16685976804777383]
[null,null,null,null,null,null,null,3,0.17049101343038311]
[null,null,null,null,null,null,null,3,0.17347643673790145]
[null,null,null,null,null,null,null,3,0.17513460877534659]
[null,null,null,null,null,null,null,3,0.17583177784327209]
[null,null,null,null,null,null,null,3,0.1761845007224884]
[null,null,null,null,null,null,null,3,0.18238780171423674]
[null,null,null,null,null,null,null,3,0.18530118574129786]
[null,null,null,null,null,null,null,3,0.18532261741906067]
[null,null,null,null,null,null,null,3,0.18563253477046576]
[null,null,null,null,null,null,null,3,0.18704651112269724]
[null,null,null,null,null,null,null,3,0.18867148423103242]
[null,null,null,null,null,null,null,3,0.19248514044674531]
[null,null,null,null,null,null,null,3,0.20096083673669876]
[null,null,null,null,null,null,null,3,0.20136342909256727]
[null,null,null,null,null,null,null,3,0.20859725711835736]
[null,null,null,null,null,null,null,4,0.15572845417236661]
[null,null,null,null,null,null,null,4,0.16482042723513168]
[null,null,null,null,null,null,null,4,0.16974604622871045]
[null,null,null,null,null,null,null,4,0.17297369221411191]
[null,null,null,null,null,null,null,4,0.17816301992821079]
[null,null,null,null,null,null,null,4,0.18172388732498021]
[null,null,null,null,null,null,null,4,0.18363329293429936]
[null,null,null,null,null,null,null,4,0.18369298799258107]
[null,null,null,null,null,null,null,4,0.18471083788706741]
[null,null,null,null,null,null,null,4,0.18593235651925005]
[null,null,null,null,null,null,null,4,0.18944245218579234]
[null,null,null,null,null,null,null,4,0.19248337177136565]
[null,null,null,null,null,null,null,4,0.19317506586267222]
[null,null,null,null,null,null,null,4,0.19555200729927008]
[null,null,null,null,null,null,null,4,0.1955538443988136]
[null,null,null,null,null,null,null,4,0.20079673859529043]
[null,null,null,null,null,null,null,4,0.20422227926078024]
[null,null,null,null,null,null,null,4,0.2094781974092319]
[null,null,null,null,null,null,null,4,0.21237770325883737]
[null,null,null,null,null,null,null,4,0.21247530019759839]
[null,null,null,null,null,null,null,4,0.21610943914026107]
[null,null,null,null,null,null,null,4,0.22263071895424835]
[null,null,null,null,null,null,null,4,0.22380516483699225]
[null,null,null,null,null,null,null,4,0.22540469676242589]
[null,null,null,null,null,null,null,4,0.22864020681265207]
[null,null,null,null,null,null,null,5,0.17511384335154823]
[null,null,null,null,null,null,null,5,0.179683698296837]
[null,null,null,null,null,null,null,5,0.1812663337689005]
[null,null,null,null,null,null,null,5,0.18447617556575333]
[null,null,null,null,null,null,null,5,0.18791134118545325]
[null,null,null,null,null,null,null,5,0.18816302299770279]
[null,null,null,null,null,null,null,5,0.18828222922657223]
[null,null,null,null,null,null,null,5,0.1917447306791569]
[null,null,null,null,null,null,null,5,0.19207438933081133]
[null,null,null,null,null,null,null,5,0.19487616815969913]
[null,null,null,null,null,null,null,5,0.19644051264260323]
[null,null,null,null,null,null,null,5,0.19666975976904841]
[null,null,null,null,null,null,null,5,0.19692334499188971]
[null,null,null,null,null,null,null,5,0.19896456223135234]
[null,null,null,null,null,null,null,6,0.18468110268330484]
[null,null,null,null,null,null,null,6,0.1918733666756782]
[null,null,null,null,null,null,null,6,0.19205641164278636]
[null,null,null,null,null,null,null,6,0.19586754866180051]
[null,null,null,null,null,null,null,6,0.19869031326034065]
[null,null,null,null,null,null,null,6,0.20164158686730507]
[null,null,null,null,null,null,null,6,0.20195404474500053]
[null,null,null,null,null,null,null,6,0.20712054308972394]
[null,null,null,null,null,null,null,6,0.21248669403892945]
[null,null,null,null,null,null,null,6,0.21508018308251489]
[null,null,null,null,null,null,null,6,0.21614345726885645]
[null,null,null,null,null,null,null,6,0.21667747186662487]
[null,null,null,null,null,null,null,6,0.21763096483463426]
[null,null,null,null,null,null,null,6,0.21798965936739659]
[null,null,null,null,null,null,null,6,0.2180039157542579]
[null,null,null,null,null,null,null,6,0.22628642987249539]
[null,null,null,null,null,null,null,6,0.23138394892840861]
[null,null,null,null,null,null,null,7,0.11577569264691782]
[null,null,null,null,null,null,null,7,0.16507618673752872]
[null,null,null,null,null,null,null,7,0.17907555507523085]
[null,null,null,null,null,null,null,7,0.17954722872755655]
[null,null,null,null,null,null,null,7,0.18259290800274408]
[null,null,null,null,null,null,null,7,0.18884753593429157]
[null,null,null,null,null,null,null,7,0.2035706137348848]
[null,null,null,null,null,null,null,7,0.20879467461180226]
[null,null,null,null,null,null,null,7,0.20894893071577952]
[null,null,null,null,null,null,null,7,0.21286289709682324]
[null,null,null,null,null,null,null,7,0.21672928051001822]
[null,null,null,null,null,null,null,7,0.2189922480620155]
[null,null,null,null,null,null,null,7,0.21993763784318199]
[null,null,null,null,null,null,null,7,0.22529054015514488]
[null,null,null,null,null,null,null,7,0.22794441909975674]
[null,null,null,null,null,null,null,7,0.23045580701561341]
[null,null,null,null,null,null,null,7,0.23423392612859095]
[null,null,null,null,null,null,null,7,0.24819254185692541]
[null,null,null,null,null,null,null,7,0.24895690834473327]
[null,null,null,null,null,null,null,7,0.25217738258093941]
[null,null,null,null,null,null,null,8,0.1878099850271383]
[null,null,null,null,null,null,null,8,0.19724130528123657]
[null,null,null,null,null,null,null,8,0.1986424463614245]
[null,null,null,null,null,null,null,8,0.20260543390105437]
[null,null,null,null,null,null,null,8,0.20354698905109492]
[null,null,null,null,null,null,null,8,0.20784948020349478]
[null,null,null,null,null,null,null,8,0.20831578701104253]
[null,null,null,null,null,null,null,8,0.21042046836982969]
[null,null,null,null,null,null,null,8,0.21180391448702351]
[null,null,null,null,null,null,null,8,0.21202791461412152]
[null,null,null,null,null,null,null,8,0.2141399163394386]
[null,null,null,null,null,null,null,8,0.21449209245742093]
[null,null,null,null,null,null,null,8,0.21469358272506084]
[null,null,null,null,null,null,null,8,0.21750998174766142]
[null,null,null,null,null,null,null,8,0.21790101926132613]
[null,null,null,null,null,null,null,8,0.22410632969034608]
[null,null,null,null,null,null,null,8,0.22453999391727492]
[null,null,null,null,null,null,null,8,0.22467685523114359]
[null,null,null,null,null,null,null,8,0.22559208868732677]
[null,null,null,null,null,null,null,8,0.22872950527744237]
[null,null,null,null,null,null,null,8,0.22962107384591984]
[null,null,null,null,null,null,null,8,0.23333903588807786]
[null,null,null,null,null,null,null,8,0.2395521593673966]
[null,null,null,null,null,null,null,8,0.24093458356357822]
[null,null,null,null,null,null,null,8,0.25501764571948998]
[null,null,null,null,null,null,null,8,0.2633942990956073]
[null,null,null,null,null,null,null,9,0.18085446911069686]
[null,null,null,null,null,null,null,9,0.18433789954337898]
[null,null,null,null,null,null,null,9,0.19067144313566389]
[null,null,null,null,null,null,null,9,0.19222031963470318]
[null,null,null,null,null,null,null,9,0.19392123287671234]
[null,null,null,null,null,null,null,9,0.19416095890410959]
[null,null,null,null,null,null,null,9,0.19511227696674777]
[null,null,null,null,null,null,null,9,0.19677511415525115]
[null,null,null,null,null,null,null,9,0.20601480745368903]
[null,null,null,null,null,null,null,9,0.22554297343399032]
[null,null,null,null,null,null,null,10,0.17630108556832694]
[null,null,null,null,null,null,null,10,0.1841703416463909]
[null,null,null,null,null,null,null,10,0.18860213489913419]
[null,null,null,null,null,null,null,10,0.19087073526728698]
[null,null,null,null,null,null,null,10,0.19378107851320012]
[null,null,null,null,null,null,null,10,0.19474223016317471]
[null,null,null,null,null,null,null,10,0.19559974364163804]
[null,null,null,null,null,null,null,10,0.19852270134610997]
[null,null,null,null,null,null,null,10,0.19998074404663002]
[null,null,null,null,null,null,null,10,0.20214833059660647]
[null,null,null,null,null,null,null,10,0.20674659431625603]
[null,null,null,null,null,null,null,10,0.20784171528524711]
[null,null,null,null,null,null,null,10,0.20807695650284624]
[null,null,null,null,null,null,null,10,0.21143264840182649]
[null,null,null,null,null,null,null,11,0.16781648451730419]
[null,null,null,null,null,null,null,11,0.16929267714386695]
[null,null,null,null,null,null,null,11,0.19299269636015326]
[null,null,null,null,null,null,null,11,0.19462151476293807]
[null,null,null,null,null,null,null,11,0.19926923410529968]
[null,null,null,null,null,null,null,11,0.20194818363880659]
[null,null,null,null,null,null,null,11,0.20325611367963994]
[null,null,null,null,null,null,null,11,0.20469217653858951]
[null,null,null,null,null,null,null,11,0.20546354345742782]
[null,null,null,null,null,null,null,11,0.20820400338581493]
[null,null,null,null,null,null,null,11,0.21238822992700732]
[null,null,null,null,null,null,null,11,0.22230498405157181]
[null,null,null,null,null,null,null,11,0.22538492244525546]
[null,null,null,null,null,null,null,11,0.22561530344512892]
[null,null,null,null,null,null,null,12,0.16445141855650883]
[null,null,null,null,null,null,null,12,0.20348714162088949]
[null,null,null,null,null,null,null,12,0.20524184348619665]
[null,null,null,null,null,null,null,12,0.20914040004753134]
[null,null,null,null,null,null,null,12,0.20996776743903178]
[null,null,null,null,null,null,null,12,0.21216917636322155]
[null,null,null,null,null,null,null,12,0.21391029178530677]
[null,null,null,null,null,null,null,12,0.21461422921895201]
[null,null,null,null,null,null,null,12,0.21554768738320687]
[null,null,null,null,null,null,null,12,0.21786420316301702]
[null,null,null,null,null,null,null,12,0.21869153547798315]
[null,null,null,null,null,null,null,12,0.21914130128437415]
[null,null,null,null,null,null,null,12,0.22128573600973236]
[null,null,null,null,null,null,null,12,0.2220344233334145]
[null,null,null,null,null,null,null,12,0.2221274801041552]
[null,null,null,null,null,null,null,12,0.22250957854406131]
[null,null,null,null,null,null,null,12,0.22334500683994526]
[null,null,null,null,null,null,null,12,0.22336302117894266]
[null,null,null,null,null,null,null,12,0.22629880151923878]
[null,null,null,null,null,null,null,12,0.22990214245616705]
[null,null,null,null,null,null,null,12,0.23082512309598482]
[null,null,null,null,null,null,null,12,0.23161094890510953]
[null,null,null,null,null,null,null,12,0.23276165468528601]
[null,null,null,null,null,null,null,12,0.23276915930123104]
[null,null,null,null,null,null,null,12,0.23388538671385378]
[null,null,null,null,null,null,null,12,0.23491233546641696]
[null,null,null,null,null,null,null,12,0.24143632548804964]
[null,null,null,null,null,null,null,13,0.15284281320295648]
[null,null,null,null,null,null,null,13,0.18829727146332986]
[null,null,null,null,null,null,null,13,0.19309887193098874]
[null,null,null,null,null,null,null,13,0.20325856193083411]
[null,null,null,null,null,null,null,13,0.20366780296160997]
[null,null,null,null,null,null,null,13,0.20652567196030572]
[null,null,null,null,null,null,null,13,0.2079156814365512]
[null,null,null,null,null,null,null,13,0.20894945738035897]
[null,null,null,null,null,null,null,13,0.20951875589110353]
[null,null,null,null,null,null,null,13,0.2163954785077048]
[null,null,null,null,null,null,null,13,0.21659751737165223]
[null,null,null,null,null,null,null,13,0.21794362618759922]
[null,null,null,null,null,null,null,13,0.22037712895377129]
[null,null,null,null,null,null,null,13,0.22514779237339785]
[null,null,null,null,null,null,null,13,0.23164319716043855]
[null,null,null,null,null,null,null,13,0.23955893832943012]
[null,null,null,null,null,null,null,13,0.24616820565435479]
[null,null,null,null,null,null,null,13,0.25090997176991697]
[null,null,null,null,null,null,null,13,0.29418624139850236]
[null,null,null,null,null,null,null,14,0.17731736025531647]
[null,null,null,null,null,null,null,14,0.21209916126931908]
[null,null,null,null,null,null,null,14,0.21217846650669422]
[null,null,null,null,null,null,null,14,0.21825742845475646]
[null,null,null,null,null,null,null,14,0.2230649524181984]
[null,null,null,null,null,null,null,14,0.22599166301009213]
[null,null,null,null,null,null,null,14,0.23471081919357784]
[null,null,null,null,null,null,null,14,0.23546416682369198]
[null,null,null,null,null,null,null,14,0.24479449469918402]
[null,null,null,null,null,null,null,14,0.254238899026764]
[null,null,null,null,null,null,null,14,0.25706025858937742]
[null,null,null,null,null,null,null,14,0.28032375740994075]
[null,null,null,null,null,null,null,15,0.19128376088890145]
[null,null,null,null,null,null,null,15,0.19588813524307955]
[null,null,null,null,null,null,null,15,0.20352168276438343]
[null,null,null,null,null,null,null,15,0.20920798347327738]
[null,null,null,null,null,null,null,15,0.21211055583204302]
[null,null,null,null,null,null,null,15,0.21877766154341363]
[null,null,null,null,null,null,null,15,0.225967059573221]
[null,null,null,null,null,null,null,15,0.22811930004559963]
[null,null,null,null,null,null,null,15,0.22992592109836635]
[null,null,null,null,null,null,null,15,0.23353656498544614]
[null,null,null,null,null,null,null,15,0.23393698230249954]
[null,null,null,null,null,null,null,15,0.24083733146464156]
[null,null,null,null,null,null,null,15,0.2425729594163247]
[null,null,null,null,null,null,null,15,0.2453163401306144]
[null,null,null,null,null,null,null,15,0.2455395847592973]
[null,null,null,null,null,null,null,15,0.24811772758384668]
[null,null,null,null,null,null,null,15,0.24978135219408321]
[null,null,null,null,null,null,null,15,0.24993725758612825]
[null,null,null,null,null,null,null,15,0.25110256086512539]
[null,null,null,null,null,null,null,15,0.25120323905109487]
[null,null,null,null,null,null,null,15,0.25394992014601869]
[null,null,null,null,null,null,null,15,0.25430641113392655]
[null,null,null,null,null,null,null,15,0.25530717761557181]
[null,null,null,null,null,null,null,15,0.25537039962091301]
[null,null,null,null,null,null,null,15,0.26080524184348619]
[null,null,null,null,null,null,null,15,0.26168069239189928]
[null,null,null,null,null,null,null,15,0.26250190085158154]
[null,null,null,null,null,null,null,15,0.26375968992248061]
[null,null,null,null,null,null,null,15,0.2655510018214936]
[null,null,null,null,null,null,null,15,0.26672513118868357]
[null,null,null,null,null,null,null,15,0.26981637773722628]
[null,null,null,null,null,null,null,15,0.27018302268133843]
[null,null,null,null,null,null,null,15,0.27187690085158145]
[null,null,null,null,null,null,null,15,0.27271327554744529]
[null,null,null,null,null,null,null,15,0.27478330291970804]
[null,null,null,null,null,null,null,15,0.27531173965936739]
[null,null,null,null,null,null,null,15,0.28228596411192219]
[null,null,null,null,null,null,null,15,0.29361605107159144]
[null,null,null,null,null,null,null,16,0.15690524629649116]
[null,null,null,null,null,null,null,16,0.17819197446420429]
[null,null,null,null,null,null,null,16,0.19094277245782038]
[null,null,null,null,null,null,null,16,0.19712722298221613]
[null,null,null,null,null,null,null,16,0.19987179674755107]
[null,null,null,null,null,null,null,16,0.20463971780926482]
[null,null,null,null,null,null,null,16,0.20860655737704922]
[null,null,null,null,null,null,null,16,0.20865647810218979]
[null,null,null,null,null,null,null,16,0.21756291818734791]
[null,null,null,null,null,null,null,16,0.21757361870066791]
[null,null,null,null,null,null,null,16,0.21783230734154127]
[null,null,null,null,null,null,null,16,0.21862477231329691]
[null,null,null,null,null,null,null,16,0.21996124031007752]
[null,null,null,null,null,null,null,16,0.22206599211638853]
[null,null,null,null,null,null,null,16,0.22218417047184169]
[null,null,null,null,null,null,null,16,0.22385881816230141]
[null,null,null,null,null,null,null,16,0.22610347530526331]
[null,null,null,null,null,null,null,16,0.22780201916495549]
[null,null,null,null,null,null,null,16,0.22820746771476697]
[null,null,null,null,null,null,null,16,0.22837771725773545]
[null,null,null,null,null,null,null,16,0.23069140121833401]
[null,null,null,null,null,null,null,16,0.23218342994131957]
[null,null,null,null,null,null,null,16,0.23235137648310586]
[null,null,null,null,null,null,null,16,0.23308622262773723]
[null,null,null,null,null,null,null,16,0.23335613315093484]
[null,null,null,null,null,null,null,16,0.2336719644518391]
[null,null,null,null,null,null,null,16,0.23490425671485141]
[null,null,null,null,null,null,null,16,0.23576455552335579]
[null,null,null,null,null,null,null,16,0.237093779826338]
[null,null,null,null,null,null,null,16,0.23900640305467094]
[null,null,null,null,null,null,null,16,0.23980193126520674]
[null,null,null,null,null,null,null,16,0.23998178506375228]
[null,null,null,null,null,null,null,16,0.24056238615664849]
[null,null,null,null,null,null,null,16,0.24068363396032191]
[null,null,null,null,null,null,null,16,0.24156976744186048]
[null,null,null,null,null,null,null,16,0.24403835186307116]
[null,null,null,null,null,null,null,16,0.2462481304028189]
[null,null,null,null,null,null,null,16,0.24655487109285878]
[null,null,null,null,null,null,null,16,0.2485503211321024]
[null,null,null,null,null,null,null,16,0.24875811030008102]
[null,null,null,null,null,null,null,16,0.25154891139086538]
[null,null,null,null,null,null,null,16,0.25203610886160294]
[null,null,null,null,null,null,null,16,0.25421796625626997]
[null,null,null,null,null,null,null,16,0.25601395895949619]
[null,null,null,null,null,null,null,16,0.25808090204060785]
[null,null,null,null,null,null,null,16,0.25963107059932145]
[null,null,null,null,null,null,null,16,0.26209775349119613]
[null,null,null,null,null,null,null,16,0.26905434122647237]
[null,null,null,null,null,null,null,16,0.26990586781160553]
[null,null,null,null,null,null,null,16,0.27030048952641167]
[null,null,null,null,null,null,null,16,0.27125314372651904]
[null,null,null,null,null,null,null,16,0.2742129859616198]
[null,null,null,null,null,null,null,16,0.27523736815317928]
[null,null,null,null,null,null,null,16,0.27547167122663019]
[null,null,null,null,null,null,null,17,0.19790469020896068]
[null,null,null,null,null,null,null,17,0.21006606515274398]
[null,null,null,null,null,null,null,17,0.21440831418401368]
[null,null,null,null,null,null,null,17,0.22009809995469637]
[null,null,null,null,null,null,null,17,0.22146314882400647]
[null,null,null,null,null,null,null,17,0.22177700054068669]
[null,null,null,null,null,null,null,17,0.23820501325019408]
[null,null,null,null,null,null,null,17,0.25944673695572051]
[null,null,null,null,null,null,null,18,0.20250540475015044]
[null,null,null,null,null,null,null,18,0.22289119990269413]
[null,null,null,null,null,null,null,18,0.22633228575290623]
[null,null,null,null,null,null,null,18,0.22658150851581507]
[null,null,null,null,null,null,null,18,0.22751059141161906]
[null,null,null,null,null,null,null,18,0.23042294090805382]
[null,null,null,null,null,null,null,18,0.24167807326293833]
[null,null,null,null,null,null,null,18,0.24420416951859455]
[null,null,null,null,null,null,null,18,0.24595677845063757]
[null,null,null,null,null,null,null,18,0.2491252384191518]
[null,null,null,null,null,null,null,19,0.19184856354108179]
[null,null,null,null,null,null,null,19,0.22735244480934139]
[null,null,null,null,null,null,null,19,0.22946575860548568]
[null,null,null,null,null,null,null,19,0.23790853867214234]
[null,null,null,null,null,null,null,20,0.231826847868596]
[null,null,null,null,null,null,null,20,0.23213194215229643]
[null,null,null,null,null,null,null,20,0.23417348198677276]
[null,null,null,null,null,null,null,20,0.23742720125353095]
[null,null,null,null,null,null,null,20,0.24004841518314834]
[null,null,null,null,null,null,null,20,0.2412404324926474]
[null,null,null,null,null,null,null,20,0.24228555164847268]
[null,null,null,null,null,null,null,20,0.24551578084019621]
[null,null,null,null,null,null,null,20,0.24723035772760799]
[null,null,null,null,null,null,null,20,0.24775214487946873]
[null,null,null,null,null,null,null,20,0.2488810489582233]
[null,null,null,null,null,null,null,20,0.25294073961783403]
[null,null,null,null,null,null,null,20,0.27820160554643308]
[null,null,null,null,null,null,null,21,0.16908733582590355]
[null,null,null,null,null,null,null,21,0.18329011932641909]
[null,null,null,null,null,null,null,21,0.18941484517304188]
[null,null,null,null,null,null,null,21,0.19776747979094492]
[null,null,null,null,null,null,null,21,0.21279870522709488]
[null,null,null,null,null,null,null,21,0.2146225071963552]
[null,null,null,null,null,null,null,21,0.21641502543655333]
[null,null,null,null,null,null,null,21,0.21832579185520362]
[null,null,null,null,null,null,null,21,0.21866373456109123]
[null,null,null,null,null,null,null,21,0.21896125964230267]
[null,null,null,null,null,null,null,21,0.21980285739067942]
[null,null,null,null,null,null,null,21,0.21999739786625033]
[null,null,null,null,null,null,null,21,0.2205241281427413]
[null,null,null,null,null,null,null,21,0.22148587373561218]
[null,null,null,null,null,null,null,21,0.22174755267960844]
[null,null,null,null,null,null,null,21,0.23021770371291564]
[null,null,null,null,null,null,null,21,0.23067974452554746]
[null,null,null,null,null,null,null,21,0.23778052567550262]
[null,null,null,null,null,null,null,21,0.23948698474254157]
[null,null,null,null,null,null,null,21,0.24521337453530342]
[null,null,null,null,null,null,null,21,0.24537465464982161]
[null,null,null,null,null,null,null,21,0.2455009868802972]
[null,null,null,null,null,null,null,21,0.24626423041894352]
[null,null,null,null,null,null,null,21,0.24774543378995434]
[null,null,null,null,null,null,null,21,0.24856453392805905]
[null,null,null,null,null,null,null,21,0.24899990777247472]
[null,null,null,null,null,null,null,21,0.25335477102718479]
[null,null,null,null,null,null,null,21,0.26874507728180164]
[null,null,null,null,null,null,null,21,0.27315655037978082]
[null,null,null,null,null,null,null,21,0.27361977044747782]
[null,null,null,null,null,null,null,21,0.2745836140232692]
[null,null,null,null,null,null,null,21,0.27543149060390437]
[null,null,null,null,null,null,null,21,0.27966057126926197]
[null,null,null,null,null,null,null,21,0.28128520693942594]
[null,null,null,null,null,null,null,21,0.28470891504699336]
[null,null,null,null,null,null,null,21,0.28474572858640673]
[null,null,null,null,null,null,null,21,0.28760504601110354]
[null,null,null,null,null,null,null,21,0.2961733106431681]
[null,null,null,null,null,null,null,21,0.29742699661029975]
[null,null,null,null,null,null,null,21,0.30622975131188684]
[null,null,null,null,null,null,null,22,0.18426684881602914]
[null,null,null,null,null,null,null,22,0.20290169068904704]
[null,null,null,null,null,null,null,22,0.22488011304700772]
[null,null,null,null,null,null,null,22,0.25025710828796133]
[null,null,null,null,null,null,null,22,0.25147066215648822]
[null,null,null,null,null,null,null,22,0.25347819710598357]
[null,null,null,null,null,null,null,22,0.25892944858462097]
[null,null,null,null,null,null,null,22,0.2609830758013264]
[null,null,null,null,null,null,null,22,0.26149539993917276]
[null,null,null,null,null,null,null,22,0.26250684181718664]
[null,null,null,null,null,null,null,22,0.26300135315939915]
[null,null,null,null,null,null,null,22,0.26341628635835751]
[null,null,null,null,null,null,null,22,0.26517722578905673]
[null,null,null,null,null,null,null,22,0.26867307141834834]
[null,null,null,null,null,null,null,22,0.27097622872460037]
[null,null,null,null,null,null,null,22,0.27327418226306516]
[null,null,null,null,null,null,null,22,0.27392083048140542]
[null,null,null,null,null,null,null,22,0.27733125534037478]
[null,null,null,null,null,null,null,22,0.27862260070289263]
[null,null,null,null,null,null,null,22,0.27910012168225723]
[null,null,null,null,null,null,null,22,0.27949396630236795]
[null,null,null,null,null,null,null,22,0.27992668488160294]
[null,null,null,null,null,null,null,22,0.2803787360255533]
[null,null,null,null,null,null,null,22,0.28153735632183907]
[null,null,null,null,null,null,null,22,0.28597579517119742]
[null,null,null,null,null,null,null,22,0.28606262833675566]
[null,null,null,null,null,null,null,22,0.28667294090805384]
[null,null,null,null,null,null,null,22,0.28923278945110042]
[null,null,null,null,null,null,null,22,0.29000455373406192]
[null,null,null,null,null,null,null,22,0.29180327868852463]
[null,null,null,null,null,null,null,22,0.29306011676701327]
[null,null,null,null,null,null,null,22,0.29430783242258657]
[null,null,null,null,null,null,null,22,0.29798713993612341]
[null,null,null,null,null,null,null,22,0.29826923625370755]
[null,null,null,null,null,null,null,22,0.29988250057038557]
[null,null,null,null,null,null,null,22,0.30365225017111569]
[null,null,null,null,null,null,null,22,0.3139884211727127]
[null,null,null,null,null,null,null,23,0.21795067987926942]
[null,null,null,null,null,null,null,23,0.22051326613370406]
[null,null,null,null,null,null,null,23,0.23444368445052438]
[null,null,null,null,null,null,null,23,0.23957344890510951]
[null,null,null,null,null,null,null,23,0.24079729466373748]
[null,null,null,null,null,null,null,23,0.26224954462659383]
[null,null,null,null,null,null,null,23,0.2656756893755069]
[null,null,null,null,null,null,null,23,0.26624594484995945]
[null,null,null,null,null,null,null,23,0.26795423497267762]
[null,null,null,null,null,null,null,23,0.26862570698777599]
[null,null,null,null,null,null,null,23,0.27162372701018395]
[null,null,null,null,null,null,null,23,0.2768390181762872]
[null,null,null,null,null,null,null,23,0.2784662028588808]
[null,null,null,null,null,null,null,23,0.27848670490093852]
[null,null,null,null,null,null,null,23,0.28020395358691041]
[null,null,null,null,null,null,null,23,0.28037926375631655]
[null,null,null,null,null,null,null,23,0.28057608100711556]
[null,null,null,null,null,null,null,23,0.28085837887067394]
[null,null,null,null,null,null,null,23,0.28151070127504552]
[null,null,null,null,null,null,null,23,0.28240645676477294]
[null,null,null,null,null,null,null,23,0.28322334160392426]
[null,null,null,null,null,null,null,23,0.28410860655737707]
[null,null,null,null,null,null,null,23,0.28429149118365094]
[null,null,null,null,null,null,null,23,0.28487112226277372]
[null,null,null,null,null,null,null,23,0.28563420675270496]
[null,null,null,null,null,null,null,23,0.28586413415468859]
[null,null,null,null,null,null,null,23,0.28594847241222071]
[null,null,null,null,null,null,null,23,0.28612378345498785]
[null,null,null,null,null,null,null,23,0.28617683483248596]
[null,null,null,null,null,null,null,23,0.28656171571982658]
[null,null,null,null,null,null,null,23,0.28789451827242524]
[null,null,null,null,null,null,null,23,0.28848391512662558]
[null,null,null,null,null,null,null,23,0.28856757167845459]
[null,null,null,null,null,null,null,23,0.28879334930412959]
[null,null,null,null,null,null,null,23,0.28919067134382848]
[null,null,null,null,null,null,null,23,0.29033588580880682]
[null,null,null,null,null,null,null,23,0.29087401155717763]
[null,null,null,null,null,null,null,23,0.29330921652978748]
[null,null,null,null,null,null,null,23,0.29384578544061302]
[null,null,null,null,null,null,null,23,0.29426893248175184]
[null,null,null,null,null,null,null,23,0.29432025547445262]
[null,null,null,null,null,null,null,23,0.29538933442182097]
[null,null,null,null,null,null,null,23,0.29659367396593672]
[null,null,null,null,null,null,null,23,0.29683721195528173]
[null,null,null,null,null,null,null,23,0.2971443965517242]
[null,null,null,null,null,null,null,23,0.29789765815085156]
[null,null,null,null,null,null,null,23,0.29920823351585674]
[null,null,null,null,null,null,null,23,0.2992439792008757]
[null,null,null,null,null,null,null,23,0.30171913017031632]
[null,null,null,null,null,null,null,23,0.30402922047538838]
[null,null,null,null,null,null,null,23,0.31413308521560579]
[null,null,null,null,null,null,null,23,0.31428885011859148]
[null,null,null,null,null,null,null,23,0.31448505589778691]
[null,null,null,null,null,null,null,23,0.32024817850637521]
[null,null,null,null,null,null,null,23,0.3224778262605521]
[null,null,null,null,null,null,null,24,0.11328551912568306]
[null,null,null,null,null,null,null,24,0.18789727798053532]
[null,null,null,null,null,null,null,24,0.24519581056466305]
[null,null,null,null,null,null,null,24,0.24897540983606553]
[null,null,null,null,null,null,null,24,0.26177899210686095]
[null,null,null,null,null,null,null,24,0.26764301566522081]
[null,null,null,null,null,null,null,24,0.26972381864623246]
[null,null,null,null,null,null,null,24,0.27662559890485972]
[null,null,null,null,null,null,null,24,0.28059928511673887]
[null,null,null,null,null,null,null,24,0.2860553527980535]
[null,null,null,null,null,null,null,24,0.28681128593830474]
[null,null,null,null,null,null,null,24,0.28683692676249151]
[null,null,null,null,null,null,null,24,0.28840038162710419]
[null,null,null,null,null,null,null,24,0.28924878345498783]
[null,null,null,null,null,null,null,24,0.29225756193950447]
[null,null,null,null,null,null,null,24,0.29397387634040617]
[null,null,null,null,null,null,null,24,0.29753174422141121]
[null,null,null,null,null,null,null,24,0.29869490375225521]
[null,null,null,null,null,null,null,24,0.30644436844505246]
[null,null,null,null,null,null,null,24,0.31132662835249042]
[null,null,null,null,null,null,null,24,0.31931140911025974]
[null,null,null,null,null,null,null,25,0.17376559540515463]
[null,null,null,null,null,null,null,25,0.1902777777777778]
[null,null,null,null,null,null,null,25,0.21055926306182982]
[null,null,null,null,null,null,null,25,0.21233038158795345]
[null,null,null,null,null,null,null,25,0.21480863563769109]
[null,null,null,null,null,null,null,25,0.21520491180048662]
[null,null,null,null,null,null,null,25,0.23774469541409993]
[null,null,null,null,null,null,null,25,0.2476065042875388]
[null,null,null,null,null,null,null,25,0.24975584830904957]
[null,null,null,null,null,null,null,25,0.25170939560864997]
[null,null,null,null,null,null,null,25,0.27204472865274415]
[null,null,null,null,null,null,null,26,0.2070676584604097]
[null,null,null,null,null,null,null,26,0.2434867317957842]
[null,null,null,null,null,null,null,26,0.24708111378944336]
[null,null,null,null,null,null,null,26,0.24908769529022692]
[null,null,null,null,null,null,null,26,0.25309981205019449]
[null,null,null,null,null,null,null,26,0.25340181954106]
[null,null,null,null,null,null,null,26,0.25617431154611808]
[null,null,null,null,null,null,null,26,0.26418288032850995]
[null,null,null,null,null,null,null,26,0.27469908312692826]
[null,null,null,null,null,null,null,27,0.24080973671137607]
[null,null,null,null,null,null,null,27,0.2528693230247786]
[null,null,null,null,null,null,null,27,0.27121647509578545]
[null,null,null,null,null,null,null,27,0.27695126865052555]
[null,null,null,null,null,null,null,27,0.27932912387878162]
[null,null,null,null,null,null,null,27,0.28091792572010993]
[null,null,null,null,null,null,null,27,0.2858731353170359]
[null,null,null,null,null,null,null,28,0.22087887067395265]
[null,null,null,null,null,null,null,28,0.25308128041362532]
[null,null,null,null,null,null,null,28,0.2671443339744094]
[null,null,null,null,null,null,null,28,0.2752237337607864]
[null,null,null,null,null,null,null,28,0.28066254197232415]
[null,null,null,null,null,null,null,28,0.28324184348619669]
[null,null,null,null,null,null,null,28,0.28742102133701719]
[null,null,null,null,null,null,null,29,0.24117233333330368]
[null,null,null,null,null,null,null,29,0.24408795345653658]
[null,null,null,null,null,null,null,29,0.24694785005772554]
[null,null,null,null,null,null,null,29,0.25169040160874734]
[null,null,null,null,null,null,null,29,0.2595980332522303]
[null,null,null,null,null,null,null,29,0.25960583991822939]
[null,null,null,null,null,null,null,29,0.26327492237204958]
[null,null,null,null,null,null,null,29,0.26690050136280519]
[null,null,null,null,null,null,null,29,0.26721746169208144]
[null,null,null,null,null,null,null,29,0.26933321925621717]
[null,null,null,null,null,null,null,29,0.27038537197486967]
[null,null,null,null,null,null,null,29,0.27045092672105342]
[null,null,null,null,null,null,null,29,0.27089670950896139]
[null,null,null,null,null,null,null,29,0.27134086070559615]
[null,null,null,null,null,null,null,29,0.27260992519613214]
[null,null,null,null,null,null,null,29,0.27349023900748037]
[null,null,null,null,null,null,null,29,0.27539108330074302]
[null,null,null,null,null,null,null,29,0.27685690526796114]
[null,null,null,null,null,null,null,29,0.27722560144902569]
[null,null,null,null,null,null,null,29,0.27772677159367398]
[null,null,null,null,null,null,null,29,0.27783196440793984]
[null,null,null,null,null,null,null,29,0.28043414045056081]
[null,null,null,null,null,null,null,29,0.28094443629607901]
[null,null,null,null,null,null,null,29,0.28106885504601109]
[null,null,null,null,null,null,null,29,0.2815804328444837]
[null,null,null,null,null,null,null,29,0.28535555990092559]
[null,null,null,null,null,null,null,29,0.28538774656760513]
[null,null,null,null,null,null,null,29,0.28673039558371344]
[null,null,null,null,null,null,null,29,0.2916689398312084]
[null,null,null,null,null,null,null,29,0.29233972165183658]
[null,null,null,null,null,null,null,29,0.29273495573898772]
[null,null,null,null,null,null,null,29,0.29434391398585441]
[null,null,null,null,null,null,null,29,0.29535207049965773]
[null,null,null,null,null,null,null,29,0.29570333880678706]
[null,null,null,null,null,null,null,29,0.29781549610657188]
[null,null,null,null,null,null,null,29,0.298329151459854]
[null,null,null,null,null,null,null,29,0.2989105786058821]
[null,null,null,null,null,null,null,29,0.29962141944900567]
[null,null,null,null,null,null,null,29,0.30088317497273259]
[null,null,null,null,null,null,null,29,0.30253692786646352]
[null,null,null,null,null,null,null,29,0.30447610084417071]
[null,null,null,null,null,null,null,29,0.30924776213444577]
[null,null,null,null,null,null,null,29,0.31006025579744789]
[null,null,null,null,null,null,null,29,0.31232032421543482]
[null,null,null,null,null,null,null,30,0.21726092896174864]
[null,null,null,null,null,null,null,30,0.25944108627331713]
[null,null,null,null,null,null,null,30,0.27193260612210385]
[null,null,null,null,null,null,null,30,0.27657103825136614]
[null,null,null,null,null,null,null,30,0.27752656107417545]
[null,null,null,null,null,null,null,30,0.28081343531069936]
[null,null,null,null,null,null,null,30,0.28195013661202184]
[null,null,null,null,null,null,null,30,0.28543661650706786]
[null,null,null,null,null,null,null,30,0.2884170708267968]
[null,null,null,null,null,null,null,30,0.29066347469220244]
[null,null,null,null,null,null,null,30,0.29078467153284671]
[null,null,null,null,null,null,null,30,0.29179923449700335]
[null,null,null,null,null,null,null,30,0.29648239857202291]
[null,null,null,null,null,null,null,30,0.29687713894592749]
[null,null,null,null,null,null,null,30,0.29687826455020389]
[null,null,null,null,null,null,null,30,0.29744990892531875]
[null,null,null,null,null,null,null,30,0.29784584379040235]
[null,null,null,null,null,null,null,30,0.29815110502838599]
[null,null,null,null,null,null,null,30,0.29881957116788321]
[null,null,null,null,null,null,null,30,0.29962933394160585]
[null,null,null,null,null,null,null,30,0.29972157963645712]
[null,null,null,null,null,null,null,30,0.30103386470748716]
[null,null,null,null,null,null,null,30,0.30216316909975671]
[null,null,null,null,null,null,null,30,0.30274640657084195]
[null,null,null,null,null,null,null,30,0.30363211414365798]
[null,null,null,null,null,null,null,30,0.30383581890586908]
[null,null,null,null,null,null,null,30,0.30395211402250905]
[null,null,null,null,null,null,null,30,0.30463712914374558]
[null,null,null,null,null,null,null,30,0.30518436816655881]
[null,null,null,null,null,null,null,30,0.30621740972493811]
[null,null,null,null,null,null,null,30,0.30625570385580653]
[null,null,null,null,null,null,null,30,0.30715867988552348]
[null,null,null,null,null,null,null,30,0.30734869221411193]
[null,null,null,null,null,null,null,30,0.30741414919802706]
[null,null,null,null,null,null,null,30,0.30778798134205387]
[null,null,null,null,null,null,null,30,0.30802651917239326]
[null,null,null,null,null,null,null,30,0.30986346770416806]
[null,null,null,null,null,null,null,30,0.31008825251017075]
[null,null,null,null,null,null,null,30,0.31105380654412723]
[null,null,null,null,null,null,null,30,0.31146976292817358]
[null,null,null,null,null,null,null,30,0.311672140120416]
[null,null,null,null,null,null,null,30,0.31408339037189142]
[null,null,null,null,null,null,null,30,0.31541752224503761]
[null,null,null,null,null,null,null,30,0.31570579672359106]
[null,null,null,null,null,null,null,30,0.31602627085587282]
[null,null,null,null,null,null,null,30,0.31640286333561485]
[null,null,null,null,null,null,null,30,0.31662246178416614]
[null,null,null,null,null,null,null,30,0.31907654574492356]
[null,null,null,null,null,null,null,30,0.32467942697151853]
[null,null,null,null,null,null,null,30,0.32480646630236792]
[null,null,null,null,null,null,null,30,0.32841375770020531]
[null,null,null,null,null,null,null,30,0.33351661723324966]
[null,null,null,null,null,null,null,30,0.3336071184120466]
[null,null,null,null,null,null,null,30,0.33677886931583101]
[null,null,null,null,null,null,null,31,0.24070337437300504]
[null,null,null,null,null,null,null,31,0.26223305049451523]
[null,null,null,null,null,null,null,31,0.26697232360097328]
[null,null,null,null,null,null,null,31,0.26865481076151393]
[null,null,null,null,null,null,null,31,0.26871318572138242]
[null,null,null,null,null,null,null,31,0.27574585586430644]
[null,null,null,null,null,null,null,31,0.28150489105635412]
[null,null,null,null,null,null,null,31,0.28460883041885904]
[null,null,null,null,null,null,null,31,0.28499885922883872]
[null,null,null,null,null,null,null,31,0.2861811559259157]
[null,null,null,null,null,null,null,31,0.28716795410840584]
[null,null,null,null,null,null,null,31,0.2925959536769025]
[null,null,null,null,null,null,null,31,0.29411686435523116]
[null,null,null,null,null,null,null,31,0.29717081020147523]
[null,null,null,null,null,null,null,31,0.30202641165755922]
[null,null,null,null,null,null,null,31,0.30320496655739276]
[null,null,null,null,null,null,null,31,0.30632730129764801]
[null,null,null,null,null,null,null,31,0.30678126897389191]
[null,null,null,null,null,null,null,31,0.3099963581333362]
[null,null,null,null,null,null,null,31,0.31121663244353182]
[null,null,null,null,null,null,null,31,0.314061546145735]
[null,null,null,null,null,null,null,31,0.31449703857981176]
[null,null,null,null,null,null,null,31,0.31512377367100158]
[null,null,null,null,null,null,null,31,0.31514116575591983]
[null,null,null,null,null,null,null,31,0.31526257096512578]
[null,null,null,null,null,null,null,31,0.31671149197226783]
[null,null,null,null,null,null,null,31,0.31729859421465262]
[null,null,null,null,null,null,null,31,0.31880592947499187]
[null,null,null,null,null,null,null,31,0.31953855806525217]
[null,null,null,null,null,null,null,31,0.32103011635865847]
[null,null,null,null,null,null,null,31,0.32181525211042666]
[null,null,null,null,null,null,null,31,0.32329303527980535]
[null,null,null,null,null,null,null,31,0.32333147472289808]
[null,null,null,null,null,null,null,31,0.32507169860513624]
[null,null,null,null,null,null,null,31,0.32698066392881592]
[null,null,null,null,null,null,null,31,0.33229052615571775]
[null,null,null,null,null,null,null,31,0.33285936396880933]
[null,null,null,null,null,null,null,31,0.33311742276104811]
[null,null,null,null,null,null,null,31,0.33361606762756185]
[null,null,null,null,null,null,null,31,0.3367529653284671]
[null,null,null,null,null,null,null,31,0.33813896677157451]
[null,null,null,null,null,null,null,32,0.30054514939530808]
[null,null,null,null,null,null,null,32,0.30168718650250798]
[null,null,null,null,null,null,null,32,0.30601302065053532]
[null,null,null,null,null,null,null,32,0.31535335386721425]
[null,null,null,null,null,null,null,32,0.31610822362704211]
[null,null,null,null,null,null,null,32,0.31720476831935573]
[null,null,null,null,null,null,null,32,0.31785644449410577]
[null,null,null,null,null,null,null,32,0.31899081123219047]
[null,null,null,null,null,null,null,32,0.32057683538531689]
[null,null,null,null,null,null,null,32,0.32101939613054525]
[null,null,null,null,null,null,null,32,0.32148437500000004]
[null,null,null,null,null,null,null,32,0.33433128041362531]
[null,null,null,null,null,null,null,32,0.33941307323750858]
[null,null,null,null,null,null,null,32,0.35112289101687189]
[null,null,null,null,null,null,null,32,0.35613686829635793]

{"sheet":"CF by Region","index":19,"n_rows":37,"n_cols":11,"rows_kept":37,"cut":false,"hidden":false,"merged":[]}
["Cumulative capacity factor by region and fixed-tilt vs. tracking"]
[]
[]
[]
[]
[]
[]
[]
[]
[]
[]
[]
[]
[]
[]
[]
[]
[]
[]
[]
[]
[]
[]
["Source: EIA, FERC, Berkeley Lab"]
[]
[null,"Fixed-Tilt","Fixed-Tilt","Fixed-Tilt",null,"Tracking","Tracking","Tracking",null,"Fixed-Tilt","Tracking"]
[null,"Average","# projects","# MW",null,"Average","# projects","# MW",null,"Labels","Labels"]
["ISO-NE",0.16537583259948171,12,185.55199999999999,null,null,0,0,null,{"$f":"C28&\" projects, \"&TEXT(D28,\"#,##0\")&\" MW\"","v":"12 projects, 186 MW"},{"$f":"G28&\" projects, \"&TEXT(H28,\"#,##0\")&\" MW\"","v":"0 projects, 0 MW"}]
["NYISO",0.1857091296896122,8,120.9,null,0.17885337567714615,2,27.7,null,"8 projects, 121 MW","2 projects, 28 MW"]
["MISO",0.17996134282898057,17,305.29699999999991,null,0.20329489796965886,16,264.41000000000003,null,"17 projects, 305 MW","16 projects, 264 MW"]
["PJM",0.17623004185889987,65,745.09099999999989,null,0.20974148616165958,51,1446.5260000000001,null,"65 projects, 745 MW","51 projects, 1,447 MW"]
["Hawaii",0.20871062241438018,6,74,null,0.21726715590296108,5,157.19999999999999,null,"6 projects, 74 MW","5 projects, 157 MW"]
["Southeast\n(non-ISO)",0.21236985108183332,79,2974.2789999999995,null,0.22701833141963895,77,3056.3150000000005,null,"79 projects, 2,974 MW","77 projects, 3,056 MW"]
["ERCOT",0.19886955079803681,2,43.660000000000004,null,0.23541892904598929,41,2299.3490000000002,null,"2 projects, 44 MW","41 projects, 2,299 MW"]
["SPP",0.20759017328650076,2,16.32,null,0.25604882927485895,10,230.62,null,"2 projects, 16 MW","10 projects, 231 MW"]
["West\n(non-ISO)",0.24220490443888285,19,760.74,null,0.28261406763429542,157,5015.8390000000018,null,"19 projects, 761 MW","157 projects, 5,016 MW"]
["CAISO",0.2453998061424699,35,3152.6899999999996,null,0.28929464460478271,148,7775.5150000000012,null,"35 projects, 3,153 MW","148 projects, 7,776 MW"]

{"sheet":"CF by Project Vintage","index":20,"n_rows":39,"n_cols":17,"rows_kept":39,"cut":false,"hidden":false,"merged":[]}
["Cumulative and 2020 capacity factor by project vintage: 2010-2019 projects",null,null,null,null,null,null,null,null,null,null,null,"2019 capacity factor by project vintage: 2010-2018 projects"]
[]
[]
[]
[]
[]
[]
[]
[]
[]
[]
[]
[]
[]
[]
[]
[]
[]
[]
[]
[]
[]
[]
["Source: EIA, FERC, Berkeley Lab"]
[null,null,null,"Average","Average"]
[null,null,null,2020,"Cumulative"]
["Sample","Sample","Project","Capacity","Capacity","Average","Average","%",null,null,null,null,null,null,"ILR","GHI","Tracking"]
["GW","Projects","Vintage","Factor","Factor","ILR","GHI","Tracking",null,null,null,null,null,null,"Index","Index","Index"]
[0.14421999999999999,7,2010,0.19613513713451561,0.21323749043689849,1.1727426807393735,4.9688673515857147,0.14285714285714285,null,{"$f":"TEXT($F29,\"#.#0\")&\" ILR; \"&TEXT($H29,\"#0%\")&\" tracking;\"","v":"1.17 ILR; 14% tracking;"},null,null,{"$f":"TEXT($G29,\"#.00\")&\" GHI\"","v":"4.97 GHI"},null,100,100,100]
[0.44711999999999991,31,2011,0.22099442930377494,0.22882680736828309,1.1778714364442415,5.1309887612096761,0.4838709677419355,null,{"$f":"TEXT($F30,\"#.#0\")&\" ILR; \"&TEXT($H30,\"#0%\")&\" tracking;\"","v":"1.18 ILR; 48% tracking;"},null,null,{"$f":"TEXT($G30,\"#.00\")&\" GHI\"","v":"5.13 GHI"},null,{"$f":"(F30-F29)*100+O29","v":100.5128755704868},{"$f":"(G30-G29)*100+P29","v":116.21214096239613},{"$f":"(H30-H29)*100+Q29","v":134.10138248847926}]
[0.89228399999999997,37,2012,0.22667148643325255,0.23929681692481622,1.2294091971147711,5.1280432679270262,0.48648648648648651,null,"1.23 ILR; 49% tracking;",null,null,"5.13 GHI",null,{"$f":"(F31-F30)*100+O30","v":105.66665163753976},{"$f":"(G31-G30)*100+P30","v":115.91759163413116},{"$f":"(H31-H30)*100+Q30","v":134.36293436293437}]
[1.7246890000000001,46,2013,0.24882761682442409,0.26448958828612706,1.281078490010445,5.3684249007304361,0.58695652173913049,null,"1.28 ILR; 59% tracking;",null,null,"5.37 GHI",null,110.83358092710715,139.95575491447215,144.40993788819875]
[2.727913,49,2014,0.24788645013732033,0.25806012488047175,1.2932863693330103,5.2376122169367356,0.63265306122448983,null,"1.29 ILR; 63% tracking;",null,null,"5.24 GHI",null,112.05436885936368,126.87448653510211,148.9795918367347]
[2.7696770000000002,85,2015,0.24308628517345818,0.25472041973260184,1.3063745141500596,5.0955074375482337,0.6588235294117647,null,"1.31 ILR; 66% tracking;",null,null,"5.10 GHI",null,113.36318334106861,112.6640085962519,151.59663865546219]
[7.5058669999999976,148,2016,0.25121659987864708,0.25563844471922903,1.3096684956141251,5.0046660696682448,0.71621621621621623,null,"1.31 ILR; 72% tracking;",null,null,"5.00 GHI",null,113.69258148747517,103.57987180825302,157.33590733590734]
[3.8247680000000024,146,2017,0.22777217555618937,0.23251782039956392,1.3352945931127196,4.7219253659136999,0.78082191780821919,null,"1.34 ILR; 78% tracking;",null,null,"4.72 GHI",null,116.25519123733461,75.305801432798532,163.79647749510764]
[3.9194150000000003,91,2018,0.23462713708608424,0.23182063729437197,1.3307708988067677,4.6976243263516482,0.64835164835164838,null,"1.33 ILR; 65% tracking;",null,null,"4.70 GHI",null,115.80282180673943,72.875697476593359,150.54945054945057]
[4.4421999999999988,89,2019,0.23159977704467705,0.23159977704467696,1.3061101931145491,4.8205425863247182,0.797752808988764,null,"1.31 ILR; 80% tracking;",null,null,"4.82 GHI",null,113.33675123751757,85.16752347390036,165.48956661316214]
[null,null,2020,null,null,1.34,4.6500000000000004,0.89495798319327735,null,"1.34 ILR; 89% tracking;",null,null,"4.65 GHI",null,116.72573192606266,68.113264841428574,175.21008403361347]

{"sheet":"CF by Project Age","index":21,"n_rows":39,"n_cols":17,"rows_kept":39,"cut":false,"hidden":false,"merged":[]}
["Changes in fleet-wide performance as projects age"]
[]
[]
[]
[]
[]
[]
[]
[]
[]
[]
[]
[]
[]
[]
[]
[]
[]
[]
[]
[]
[]
[]
["Source: EIA, FERC, Berkeley Lab"]
[]
["Sample","Sample","Years","Simple","Cap-Wgtd",null,"20th","80th","Reference",null,null,null,null,"50th","25th",0.75]
["MW-AC","Projects","Post-COD","Average","Average","Median","Percentile","Percentile",1.2E-2,null,"Add","Subtract",null,"Percentile","Percentile","Percentile"]
[28094.203000000001,727,1,1,1,1,1,1,1,null,{"$f":"H28-F28","v":0},{"$f":"F28-G28","v":0},null,{"$f":"F28","v":1},1,1,{"$f":"P28-O28","v":0}]
[23566.703000000001,633,2,1.0018402295089204,1.0044990745014613,0.99803025342335783,0.96004373612628779,1.0422863862105662,{"$f":"I28*(1-$I$27)","v":0.98799999999999999},null,4.4256132787208413E-2,3.7986517297070033E-2,null,{"$f":"F29","v":0.99803025342335783},0.96746477711652112,1.0305892855235494,{"$f":"P29-O29","v":6.3124508407028324E-2}]
[19928.367999999999,544,3,0.98228775422819314,0.99158829000674209,0.98704464246540402,0.93733695516363036,1.0306786074958196,0.97614400000000001,null,4.3633965030415611E-2,4.9707687301773662E-2,null,0.98704464246540402,0.94770676413556765,1.0213346589589976,7.3627894823429907E-2]
[16178.240000000002,403,4,0.97338762225105779,0.97730002357558432,0.9765400294468185,0.92459241851043827,1.0186594460746428,0.96443027199999998,null,4.2119416627824258E-2,5.1947610936380229E-2,null,0.9765400294468185,0.93804374627715736,1.010089566525886,7.2045820248728631E-2]
[8706.7729999999992,259,5,0.9527529184013942,0.97086730309527625,0.95699702117927432,0.90205960243584282,1.0020795395110886,0.95285710873599994,null,4.5082518331814314E-2,5.4937418743431499E-2,null,0.95699702117927432,0.91723122512083122,0.99309939998061103,7.5868174859779813E-2]
[6029.7559999999985,177,6,0.92845728831725982,0.93355783374410539,0.92970844901541927,0.87487363812310848,0.98599767274615535,0.9414228234311679,null,5.6289223730736082E-2,5.4834810892310792E-2,null,0.92970844901541927,0.89191652379471764,0.97688675833502603,8.4970234540308387E-2]
[3292.0429999999992,127,7,0.91163075142248884,0.92679184070395171,0.91432324125862874,0.86598526796210507,0.97747314438449051,0.93012574954999383,null,6.3149903125861773E-2,4.8337973296523673E-2,null,0.91432324125862874,0.87536835243999644,0.96486475318928888,8.9496400749292437E-2]
[1567.354,81,8,0.91039413773651356,0.93005048393865175,0.91223130522052087,0.84703702653474222,0.97489128859883789,0.91896424055539394,null,6.2659983378317019E-2,6.519427868577865E-2,null,0.91223130522052087,0.85933208216794787,0.97037301423211131,0.11104093206416343]
[666.99,43,9,0.90668804110769985,0.90996480068953756,0.91446304799557909,0.85587905253886853,0.96940200944408828,0.90793666966872921,null,5.4938961448509183E-2,5.8583995456710558E-2,null,0.91446304799557909,0.87028761158715939,0.94574714275334482,7.5459531166185423E-2]
[227.36999999999998,13,10,0.89170928333576049,0.8929502760478718,0.89670415475257137,0.8175093440567347,0.95559669248297918,0.8970414296327045,null,5.8892537730407812E-2,7.919481069583667E-2,null,0.89670415475257137,0.82589163002367949,0.95527433925380989,0.1293827092301304]
[83.15,6,11,0.90500179105816503,0.86348786897266039,0.88150271105340239,0.78964716929291112,1.0296852098465124,0.88627693247711203,null,0.14818249879310996,9.1855541760491266E-2,null,0.88150271105340239,0.80581941786576405,0.99943122201550483,0.19361180414974077]
[28.9,3,12,0.91578337745747118,0.91392349010156149,0.90368531906448446,0.88356773641906095,0.94557940681728414,0.87564160928738666,null,4.189408775279968E-2,2.0117582645423515E-2,null,0.90368531906448446,0.88692066685996496,0.93859705885848421,5.1676391998519255E-2]

{"sheet":"Inter-Annual Variability","index":22,"n_rows":38,"n_cols":11,"rows_kept":38,"cut":false,"hidden":false,"merged":[]}
["Inter-annual variability in the sample's solar resource, by region and nationally"]
[]
[]
[]
[]
[]
[]
[]
[]
[]
[]
[]
[]
[]
[]
[]
[]
[]
[]
[]
[]
["Source: NSRDB, Berkeley Lab"]
[]
[]
["Year","National","CAISO","ERCOT","SPP","MISO","PJM","NYISO","ISO-NE","West (non-ISO)","Southeast (non-ISO)"]
[2008,1.0210319297057431,null,null,null,null,null,null,null,1.0210319297057431]
[2009,1.0023467804305233,1.0043379270425199,null,null,null,null,null,null,1.001293263704599]
[2010,1.0131528228852869,0.99160019492610996,null,null,null,1.03451583151225,null,null,1.0063163964613837,1.03799662708424]
[2011,1.0214570120635547,1.010441677261062,1.0641463024459099,null,null,0.96255414190851318,null,null,1.0358947652443942,1.0291661784503052]
[2012,1.0118554022689579,0.9982590181951817,1.0261332882046572,1.0189605218767592,null,1.0443039016690085,1.03044548183045,null,1.0040258106188897,1.0104606136113483]
[2013,1.0109898296183151,1.0202365926554997,1.0007210938652347,1.0248459181954832,null,1.0191105586807063,1.04070013582434,null,0.99673949231167269,0.98849802865559044]
[2014,1.0016525457959604,1.0026597916955444,0.9978346619780869,0.9830085703429412,1.0060341641262638,1.0176486363590165,1.0246241279820401,null,0.99548704532723553,1.0032826655811515]
[2015,0.98611077102041611,0.9894405666500844,0.9474168441868156,0.95151552265587935,1.0177202267610352,1.0215386426939017,1.04417617669887,1.0319058600823201,0.9671139331221571,0.97233989325084891]
[2016,1.0068481939720995,1.0013864563256953,1.0214255265991274,0.99752869444433456,1.0315773244472475,1.0362826671304528,1.04487459381549,1.07084316417723,0.99696214101972924,1.0513224652605857]
[2017,0.99875931075196822,0.99101096306708791,1.0009405876607549,1.0112663372295658,1.0073150538619091,1.0211814131559023,0.99012124616949304,0.99353605275899359,0.99679334005394971,1.0238290626616036]
[2018,0.98625508726358035,0.99776630918090214,0.9608598884544941,0.97092686522743821,0.97264519481236011,0.9476424383430323,0.92851623710898057,0.93044011154512152,1.0017982624067852,0.96247779318031446]
[2019,0.9808692721496125,0.9796739108038387,0.97220472533991287,0.96238308232041436,0.95907141973578514,0.98784269443239681,0.96335725334868205,0.99272340521182045,0.98823356331850665,0.97938913140199135]
[2020,1.0040556414387725,1.0071292887738661,1.0047747481339571,1.0135613199320646,1.0053945866209442,0.97599778454756536,0.9858316728868961,0.99383618166322729,1.0342052290213919,0.97689151170987087]

{"sheet":"CF for CSP Plants","index":23,"n_rows":41,"n_cols":23,"rows_kept":41,"cut":false,"hidden":false,"merged":[[26,21,26,22],[26,19,26,20]]}
["Capacity factor of CSP projects (solar portion only) over time"]
[]
[]
[]
[]
[]
[]
[]
[]
[]
[]
[]
[]
[]
[]
[]
[]
[]
[]
[]
[]
[]
[]
["Source: EIA, FERC, Berkeley Lab"]
[]
[null,null,null,null,null,null,null,null,null,null,null,null,null,null,null,null,null,"Average"]
[null,null,null,null,null,null,null,null,null,null,null,null,null,null,null,null,null,"PV in",null,"SEGS I&II",null,"SEGS III-IX"]
[null,"SEGS I","SEGS II","SEGS III","SEGS IV","SEGS V","SEGS VI","SEGS VII","SEGS VIII","SEGS IX","Nevada Solar One","Genesis","Solana","Ivanpah","Mojave","Crescent Dunes",null,"CA/NV/AZ",null,"Min","Add","Min","Add"]
[2008,8.8311092632190266E-2,0.10640558591378263,0.22972389991371869,0.23080907338169343,0.23073584081636997,0.21843611761644549,0.21202511059068435,0.17528253849975162,0.19451947756251034,0.21823592611566484,null,null,null,null,null,null,0.30832574377656347,null,8.8311092632190266E-2,1.8094493281592364E-2,6.8876952585968987E-2,5.5526534881941814E-2]
[2009,7.4722056779829252E-2,7.0909436834094369E-2,0.21018919063259361,0.21216521135410821,0.19967155331250497,0.20466405740378343,0.19227005870841488,0.1705505396430054,0.18129410543794106,0.21144948262808114,null,null,null,null,null,null,0.27608828006088282,null,7.0909436834094369E-2,3.8126199457348825E-3,9.5828482863176148E-2,4.1614671711102807E-2]
[2010,8.8081530011250062E-2,8.6868340943683411E-2,0.2003691687361478,0.2105663702635584,0.18133995567304864,0.20735812133072407,0.19189823874755382,0.20227921336654214,0.21261285803237859,0.22164450221644502,null,null,null,null,null,null,0.27260679601362586,null,8.6868340943683411E-2,1.2131890675666501E-3,9.325842566179858E-2,3.1272902359329946E-2]
[2011,9.2349943749586369E-2,9.9687975646879756E-2,0.20477849875831125,0.19254185692541853,0.20177775107479501,0.19349967384213959,0.18714285714285714,0.19777786425902863,0.20821139476961395,0.21375029163750292,null,null,null,null,null,null,0.27231020744149548,null,9.2349943749586369E-2,7.3380318972933872E-3,8.7454881495977382E-2,2.1068537626756811E-2]
[2012,9.6238879649428469E-2,9.5347601700060722E-2,0.18932948263189847,0.20776078782262269,0.20930200044738437,0.18241608118657299,0.17612217017954723,0.18790233275376719,0.21242522561682398,0.2142831026551261,null,null,null,null,null,null,0.26133947800836083,null,9.5347601700060722E-2,8.9127794936774696E-4,7.9883290530118764E-2,3.6303055437276743E-2]
[2013,7.778274104956652E-2,8.8177321156773208E-2,0.18967128628267774,0.19465473043338938,0.19278885951560787,0.17136007827788649,0.15715264187866929,0.18336965545869655,0.19987806143628062,0.18796453687964537,null,null,null,null,null,null,0.27523155953268513,null,7.778274104956652E-2,1.0394580107206688E-2,6.8975320721896077E-2,4.2725419557611333E-2]
[2014,7.0999602938256884E-2,2.8961187214611873E-2,0.18160364762743994,0.18131659056316587,0.1881024860476915,0.16486301369863013,0.15251793868232225,0.18877776048152761,0.19183660232461602,0.19369229743692298,0.28731150740188777,0.2756013698630137,0.12689855019803059,null,null,null,0.28600553407613455,null,2.8961187214611873E-2,4.2038415723645015E-2,8.1518335744065362E-2,3.9318663642293777E-2]
[2015,0.10391436701740452,"-",0.17381305241795506,0.17729779166332876,0.17572565355550213,0.15308871493803,0.12319308545335943,0.17920947488584474,0.18921622042341221,0.17606905976069059,0.28376894977168948,0.32823881278538813,0.19515582040381285,0.22995302100456619,null,null,0.28385318446564356,null,0.10391436701740452,0,1.9278718435954911E-2,6.6023134970052785E-2]
[2016,"-","-",0.15505997081349393,0.16322207309408918,0.16691033138401556,0.13310889929742389,9.9141295862607337E-2,0.18221275252525251,0.18482338756416625,0.19425996835653411,0.28357059776867033,0.29311020036429875,0.20249470945485643,0.28456541347905284,0.13210711520947177,null,0.28395931232362254,null,0,0,9.9141295862607337E-2,8.568209170155891E-2]
[2017,"-","-",0.14725026035408154,0.14413602499399181,0.1466461053699698,0.11865622961513372,0.10633072407045009,0.16025970319634703,0.17028331257783313,0.19668866446688665,0.28668082191780819,0.33057808219178081,0.20799238157528191,0.27124657534246577,4.3616645911166457E-2,null,0.28587620531367797,null,0,0,0.10633072407045009,6.3952588507383043E-2]
[2018,"-","-",0.14636238617853611,0.14822158135063684,0.15815842879649653,0.11174820613176778,9.1180691454664051E-2,0.17236275425487754,0.17845060190950601,0.18394660533946605,0.28453972602739724,0.35434383561643834,0.23057816455312913,0.27633789954337901,0.20320672478206725,null,0.2873161244241082,null,0,0,9.1180691454664051E-2,8.7269910454841962E-2]
[2019,"-","-",0.12764693316243422,0.13974004646318991,0.13826804454057515,"-","-",0.15635377750103777,0.16134158364466583,0.18371662833716629,0.28175479452054797,0.36148036529680366,0.22391416251831933,0.23492420091324201,5.2063096720630968E-2,null,0.27849472632466882,null,0,0,0.12764693316243422,3.3694650482231608E-2]
[2020,"-","-","-","-","-","-","-",0.14819946390130817,0.15788649817850636,0.1784365734646936,0.27738114754098359,0.35323497267759563,0.2463536910611529,0.25428688524590165,"-",null,0.27148818891373094,null,0,0,0.14819946390130817,9.6870342771981921E-3]

{"sheet":"PPA Price by Project (PV only)","index":24,"n_rows":357,"n_cols":46,"rows_kept":357,"cut":false,"hidden":false,"merged":[]}
["Levelized PPA prices by region, contract size, and PPA execution date: full sample (PV only--no PV+battery included here)",null,null,null,null,null,null,null,null,null,null,"Levelized PPA prices by region, contract size, and PPA execution date: recent sample (PV only)",null,null,null,null,null,null,null,null,null,null,"Levelized PPA prices by consolidated region, contract size, and PPA execution date: full sample (PV only)",null,null,null,null,null,null,null,null,null,null,"Levelized PPA prices by consolidated region, contract size, and PPA execution date: recent sample (PV only)",null,null,null,null,null,null,null,null,null,null,null,"Levelized PPA prices by region, contract size, and PPA execution date (with non-Hawaii time trend) -- PV only"]
[]
[]
[]
[]
[]
[]
[]
[]
[]
[]
[]
[]
[]
[]
[]
[]
[]
[]
[]
[]
["Source: Berkeley Lab, FERC",null,null,null,null,null,null,null,null,null,null,"Source: Berkeley Lab, FERC",null,null,null,null,null,null,null,null,null,null,"Source: Berkeley Lab, FERC",null,null,null,null,null,null,null,null,null,null,"Source: Berkeley Lab, FERC"]
[]
["PPA Execution Date","Capacity (MW)","CAISO","West (non-ISO)","MISO","SPP","ERCOT","PJM","NYISO","ISO-NE","Southeast (non-ISO)","Hawaii",null,"Hawaii","West","Central","Northeast","Southeast","Note: Hawaii = Hawaii; West = CAISO, West (non-ISO); Central = MISO, SPP, ERCOT; Northeast = PJM, NYISO, ISO-NE; Southeast = Southeast (non-ISO)"]
["2006-09-01",7,{"$error":"#N/A"},239.87343023202581,{"$error":"#N/A"},{"$error":"#N/A"},{"$error":"#N/A"},{"$error":"#N/A"},{"$error":"#N/A"},{"$error":"#N/A"},{"$error":"#N/A"},{"$error":"#N/A"},null,{"$error":"#N/A"},239.87343023202581,{"$error":"#N/A"},{"$error":"#N/A"},{"$error":"#N/A"}]
["2007-06-25",5,220.63141435781111,{"$error":"#N/A"},{"$error":"#N/A"},{"$error":"#N/A"},{"$error":"#N/A"},{"$error":"#N/A"},{"$error":"#N/A"},{"$error":"#N/A"},{"$error":"#N/A"},{"$error":"#N/A"},null,{"$error":"#N/A"},220.63141435781111,{"$error":"#N/A"},{"$error":"#N/A"},{"$error":"#N/A"},null,null,"Non-HI Gen-Wgtd Avg"]
["2008-07-01",550,150.73040524305304,{"$error":"#N/A"},{"$error":"#N/A"},{"$error":"#N/A"},{"$error":"#N/A"},{"$error":"#N/A"},{"$error":"#N/A"},{"$error":"#N/A"},{"$error":"#N/A"},{"$error":"#N/A"},null,{"$error":"#N/A"},150.73040524305304,{"$error":"#N/A"},{"$error":"#N/A"},{"$error":"#N/A"},null,null,"2020 $/MWh"]
["2008-07-23",210,131.7706901652578,{"$error":"#N/A"},{"$error":"#N/A"},{"$error":"#N/A"},{"$error":"#N/A"},{"$error":"#N/A"},{"$error":"#N/A"},{"$error":"#N/A"},{"$error":"#N/A"},{"$error":"#N/A"},null,{"$error":"#N/A"},131.7706901652578,{"$error":"#N/A"},{"$error":"#N/A"},{"$error":"#N/A"},null,2009,160.64037958505693]
["2008-12-19",10,168.7879318708772,{"$error":"#N/A"},{"$error":"#N/A"},{"$error":"#N/A"},{"$error":"#N/A"},{"$error":"#N/A"},{"$error":"#N/A"},{"$error":"#N/A"},{"$error":"#N/A"},{"$error":"#N/A"},null,{"$error":"#N/A"},168.7879318708772,{"$error":"#N/A"},{"$error":"#N/A"},{"$error":"#N/A"},null,{"$f":"T28+1","v":2010},133.78053331666038]
["2009-02-23",30,{"$error":"#N/A"},132.09678867228317,{"$error":"#N/A"},{"$error":"#N/A"},{"$error":"#N/A"},{"$error":"#N/A"},{"$error":"#N/A"},{"$error":"#N/A"},{"$error":"#N/A"},{"$error":"#N/A"},null,{"$error":"#N/A"},132.09678867228317,{"$error":"#N/A"},{"$error":"#N/A"},{"$error":"#N/A"},null,{"$f":"T29+1","v":2011},109.0903739227154]
["2009-03-01",30,{"$error":"#N/A"},{"$error":"#N/A"},{"$error":"#N/A"},{"$error":"#N/A"},159.50239793933142,{"$error":"#N/A"},{"$error":"#N/A"},{"$error":"#N/A"},{"$error":"#N/A"},{"$error":"#N/A"},null,{"$error":"#N/A"},{"$error":"#N/A"},159.50239793933142,{"$error":"#N/A"},{"$error":"#N/A"},null,2012,84.96036798549413]
["2009-03-05",19,{"$error":"#N/A"},150.76036112897177,{"$error":"#N/A"},{"$error":"#N/A"},{"$error":"#N/A"},{"$error":"#N/A"},{"$error":"#N/A"},{"$error":"#N/A"},{"$error":"#N/A"},{"$error":"#N/A"},null,{"$error":"#N/A"},150.76036112897177,{"$error":"#N/A"},{"$error":"#N/A"},{"$error":"#N/A"},null,2013,67.870476828005579]
["2009-05-01",12.6,{"$error":"#N/A"},{"$error":"#N/A"},{"$error":"#N/A"},{"$error":"#N/A"},{"$error":"#N/A"},{"$error":"#N/A"},{"$error":"#N/A"},{"$error":"#N/A"},210.07052991375707,{"$error":"#N/A"},null,{"$error":"#N/A"},{"$error":"#N/A"},{"$error":"#N/A"},{"$error":"#N/A"},210.07052991375707,null,2014,56.591949746534631]
["2009-05-08",230,142.78340860236398,{"$error":"#N/A"},{"$error":"#N/A"},{"$error":"#N/A"},{"$error":"#N/A"},{"$error":"#N/A"},{"$error":"#N/A"},{"$error":"#N/A"},{"$error":"#N/A"},{"$error":"#N/A"},null,{"$error":"#N/A"},142.78340860236398,{"$error":"#N/A"},{"$error":"#N/A"},{"$error":"#N/A"},null,2015,46.553926184605814]
["2009-06-01",20,{"$error":"#N/A"},131.35468811484361,{"$error":"#N/A"},{"$error":"#N/A"},{"$error":"#N/A"},{"$error":"#N/A"},{"$error":"#N/A"},{"$error":"#N/A"},{"$error":"#N/A"},{"$error":"#N/A"},null,{"$error":"#N/A"},131.35468811484361,{"$error":"#N/A"},{"$error":"#N/A"},{"$error":"#N/A"},null,2016,39.362678753876757]
["2009-06-01",14,{"$error":"#N/A"},{"$error":"#N/A"},{"$error":"#N/A"},{"$error":"#N/A"},201.87617941448411,{"$error":"#N/A"},{"$error":"#N/A"},{"$error":"#N/A"},{"$error":"#N/A"},{"$error":"#N/A"},null,{"$error":"#N/A"},{"$error":"#N/A"},201.87617941448411,{"$error":"#N/A"},{"$error":"#N/A"},null,2017,35.028191332560304]
["2009-06-01",10.08,{"$error":"#N/A"},{"$error":"#N/A"},{"$error":"#N/A"},{"$error":"#N/A"},{"$error":"#N/A"},227.74991288053741,{"$error":"#N/A"},{"$error":"#N/A"},{"$error":"#N/A"},{"$error":"#N/A"},null,{"$error":"#N/A"},{"$error":"#N/A"},{"$error":"#N/A"},227.74991288053741,{"$error":"#N/A"},null,2018,25.821234672360621]
["2009-06-22",48,166.37159677334844,{"$error":"#N/A"},{"$error":"#N/A"},{"$error":"#N/A"},{"$error":"#N/A"},{"$error":"#N/A"},{"$error":"#N/A"},{"$error":"#N/A"},{"$error":"#N/A"},{"$error":"#N/A"},null,{"$error":"#N/A"},166.37159677334844,{"$error":"#N/A"},{"$error":"#N/A"},{"$error":"#N/A"},null,2019,20.694952815133721]
["2009-08-17",250,145.58888183815037,{"$error":"#N/A"},{"$error":"#N/A"},{"$error":"#N/A"},{"$error":"#N/A"},{"$error":"#N/A"},{"$error":"#N/A"},{"$error":"#N/A"},{"$error":"#N/A"},{"$error":"#N/A"},null,{"$error":"#N/A"},145.58888183815037,{"$error":"#N/A"},{"$error":"#N/A"},{"$error":"#N/A"},null,2020,21.619766077553646]
["2009-09-08",250,194.79262084030665,{"$error":"#N/A"},{"$error":"#N/A"},{"$error":"#N/A"},{"$error":"#N/A"},{"$error":"#N/A"},{"$error":"#N/A"},{"$error":"#N/A"},{"$error":"#N/A"},{"$error":"#N/A"},null,{"$error":"#N/A"},194.79262084030665,{"$error":"#N/A"},{"$error":"#N/A"},{"$error":"#N/A"},null,2021,24.297418708520166]
["2009-11-20",21,117.45124673431536,{"$error":"#N/A"},{"$error":"#N/A"},{"$error":"#N/A"},{"$error":"#N/A"},{"$error":"#N/A"},{"$error":"#N/A"},{"$error":"#N/A"},{"$error":"#N/A"},{"$error":"#N/A"},null,{"$error":"#N/A"},117.45124673431536,{"$error":"#N/A"},{"$error":"#N/A"},{"$error":"#N/A"}]
["2009-12-23",50,{"$error":"#N/A"},{"$error":"#N/A"},{"$error":"#N/A"},133.1772693211324,{"$error":"#N/A"},{"$error":"#N/A"},{"$error":"#N/A"},{"$error":"#N/A"},{"$error":"#N/A"},{"$error":"#N/A"},null,{"$error":"#N/A"},{"$error":"#N/A"},133.1772693211324,{"$error":"#N/A"},{"$error":"#N/A"}]
["2009-12-24",20,240.08263936563256,{"$error":"#N/A"},{"$error":"#N/A"},{"$error":"#N/A"},{"$error":"#N/A"},{"$error":"#N/A"},{"$error":"#N/A"},{"$error":"#N/A"},{"$error":"#N/A"},{"$error":"#N/A"},null,{"$error":"#N/A"},240.08263936563256,{"$error":"#N/A"},{"$error":"#N/A"},{"$error":"#N/A"}]
["2009-12-24",19,240.08263936563256,{"$error":"#N/A"},{"$error":"#N/A"},{"$error":"#N/A"},{"$error":"#N/A"},{"$error":"#N/A"},{"$error":"#N/A"},{"$error":"#N/A"},{"$error":"#N/A"},{"$error":"#N/A"},null,{"$error":"#N/A"},240.08263936563256,{"$error":"#N/A"},{"$error":"#N/A"},{"$error":"#N/A"}]
["2009-12-24",6,240.08263936563256,{"$error":"#N/A"},{"$error":"#N/A"},{"$error":"#N/A"},{"$error":"#N/A"},{"$error":"#N/A"},{"$error":"#N/A"},{"$error":"#N/A"},{"$error":"#N/A"},{"$error":"#N/A"},null,{"$error":"#N/A"},240.08263936563256,{"$error":"#N/A"},{"$error":"#N/A"},{"$error":"#N/A"}]
["2010-01-26",50,164.2326074511121,{"$error":"#N/A"},{"$error":"#N/A"},{"$error":"#N/A"},{"$error":"#N/A"},{"$error":"#N/A"},{"$error":"#N/A"},{"$error":"#N/A"},{"$error":"#N/A"},{"$error":"#N/A"},null,{"$error":"#N/A"},164.2326074511121,{"$error":"#N/A"},{"$error":"#N/A"},{"$error":"#N/A"}]
["2010-01-26",20,164.2326074511121,{"$error":"#N/A"},{"$error":"#N/A"},{"$error":"#N/A"},{"$error":"#N/A"},{"$error":"#N/A"},{"$error":"#N/A"},{"$error":"#N/A"},{"$error":"#N/A"},{"$error":"#N/A"},null,{"$error":"#N/A"},164.2326074511121,{"$error":"#N/A"},{"$error":"#N/A"},{"$error":"#N/A"}]
["2010-01-26",20,163.20807880481198,{"$error":"#N/A"},{"$error":"#N/A"},{"$error":"#N/A"},{"$error":"#N/A"},{"$error":"#N/A"},{"$error":"#N/A"},{"$error":"#N/A"},{"$error":"#N/A"},{"$error":"#N/A"},null,{"$error":"#N/A"},163.20807880481198,{"$error":"#N/A"},{"$error":"#N/A"},{"$error":"#N/A"}]
["2010-02-02",50,{"$error":"#N/A"},139.12708403650188,{"$error":"#N/A"},{"$error":"#N/A"},{"$error":"#N/A"},{"$error":"#N/A"},{"$error":"#N/A"},{"$error":"#N/A"},{"$error":"#N/A"},{"$error":"#N/A"},null,{"$error":"#N/A"},139.12708403650188,{"$error":"#N/A"},{"$error":"#N/A"},{"$error":"#N/A"}]
["2010-02-24",300,141.83064162154119,{"$error":"#N/A"},{"$error":"#N/A"},{"$error":"#N/A"},{"$error":"#N/A"},{"$error":"#N/A"},{"$error":"#N/A"},{"$error":"#N/A"},{"$error":"#N/A"},{"$error":"#N/A"},null,{"$error":"#N/A"},141.83064162154119,{"$error":"#N/A"},{"$error":"#N/A"},{"$error":"#N/A"}]
["2010-03-06",40,133.81512112509478,{"$error":"#N/A"},{"$error":"#N/A"},{"$error":"#N/A"},{"$error":"#N/A"},{"$error":"#N/A"},{"$error":"#N/A"},{"$error":"#N/A"},{"$error":"#N/A"},{"$error":"#N/A"},null,{"$error":"#N/A"},133.81512112509478,{"$error":"#N/A"},{"$error":"#N/A"},{"$error":"#N/A"}]
["2010-04-19",29,{"$error":"#N/A"},106.66165297410052,{"$error":"#N/A"},{"$error":"#N/A"},{"$error":"#N/A"},{"$error":"#N/A"},{"$error":"#N/A"},{"$error":"#N/A"},{"$error":"#N/A"},{"$error":"#N/A"},null,{"$error":"#N/A"},106.66165297410052,{"$error":"#N/A"},{"$error":"#N/A"},{"$error":"#N/A"}]
["2010-04-21",66,140.64368111356367,{"$error":"#N/A"},{"$error":"#N/A"},{"$error":"#N/A"},{"$error":"#N/A"},{"$error":"#N/A"},{"$error":"#N/A"},{"$error":"#N/A"},{"$error":"#N/A"},{"$error":"#N/A"},null,{"$error":"#N/A"},140.64368111356367,{"$error":"#N/A"},{"$error":"#N/A"},{"$error":"#N/A"}]
["2010-04-29",25,{"$error":"#N/A"},132.51787215964211,{"$error":"#N/A"},{"$error":"#N/A"},{"$error":"#N/A"},{"$error":"#N/A"},{"$error":"#N/A"},{"$error":"#N/A"},{"$error":"#N/A"},{"$error":"#N/A"},null,{"$error":"#N/A"},132.51787215964211,{"$error":"#N/A"},{"$error":"#N/A"},{"$error":"#N/A"}]
["2010-05-10",125,133.21471916752552,{"$error":"#N/A"},{"$error":"#N/A"},{"$error":"#N/A"},{"$error":"#N/A"},{"$error":"#N/A"},{"$error":"#N/A"},{"$error":"#N/A"},{"$error":"#N/A"},{"$error":"#N/A"},null,{"$error":"#N/A"},133.21471916752552,{"$error":"#N/A"},{"$error":"#N/A"},{"$error":"#N/A"}]
["2010-05-20",25.8,160.55576052646407,{"$error":"#N/A"},{"$error":"#N/A"},{"$error":"#N/A"},{"$error":"#N/A"},{"$error":"#N/A"},{"$error":"#N/A"},{"$error":"#N/A"},{"$error":"#N/A"},{"$error":"#N/A"},null,{"$error":"#N/A"},160.55576052646407,{"$error":"#N/A"},{"$error":"#N/A"},{"$error":"#N/A"}]
["2010-06-01",32,{"$error":"#N/A"},{"$error":"#N/A"},{"$error":"#N/A"},{"$error":"#N/A"},{"$error":"#N/A"},{"$error":"#N/A"},323.5796626050128,{"$error":"#N/A"},{"$error":"#N/A"},{"$error":"#N/A"},null,{"$error":"#N/A"},{"$error":"#N/A"},{"$error":"#N/A"},323.5796626050128,{"$error":"#N/A"}]
["2010-06-01",20,{"$error":"#N/A"},132.51787215964211,{"$error":"#N/A"},{"$error":"#N/A"},{"$error":"#N/A"},{"$error":"#N/A"},{"$error":"#N/A"},{"$error":"#N/A"},{"$error":"#N/A"},{"$error":"#N/A"},null,{"$error":"#N/A"},132.51787215964211,{"$error":"#N/A"},{"$error":"#N/A"},{"$error":"#N/A"}]
["2010-06-24",23,{"$error":"#N/A"},128.07170992260362,{"$error":"#N/A"},{"$error":"#N/A"},{"$error":"#N/A"},{"$error":"#N/A"},{"$error":"#N/A"},{"$error":"#N/A"},{"$error":"#N/A"},{"$error":"#N/A"},null,{"$error":"#N/A"},128.07170992260362,{"$error":"#N/A"},{"$error":"#N/A"},{"$error":"#N/A"}]
["2010-06-30",12,{"$error":"#N/A"},100.78435541286747,{"$error":"#N/A"},{"$error":"#N/A"},{"$error":"#N/A"},{"$error":"#N/A"},{"$error":"#N/A"},{"$error":"#N/A"},{"$error":"#N/A"},{"$error":"#N/A"},null,{"$error":"#N/A"},100.78435541286747,{"$error":"#N/A"},{"$error":"#N/A"},{"$error":"#N/A"}]
["2010-06-30",10,{"$error":"#N/A"},100.4796315006849,{"$error":"#N/A"},{"$error":"#N/A"},{"$error":"#N/A"},{"$error":"#N/A"},{"$error":"#N/A"},{"$error":"#N/A"},{"$error":"#N/A"},{"$error":"#N/A"},null,{"$error":"#N/A"},100.4796315006849,{"$error":"#N/A"},{"$error":"#N/A"},{"$error":"#N/A"}]
["2010-07-26",20,{"$error":"#N/A"},134.09801601299415,{"$error":"#N/A"},{"$error":"#N/A"},{"$error":"#N/A"},{"$error":"#N/A"},{"$error":"#N/A"},{"$error":"#N/A"},{"$error":"#N/A"},{"$error":"#N/A"},null,{"$error":"#N/A"},134.09801601299415,{"$error":"#N/A"},{"$error":"#N/A"},{"$error":"#N/A"}]
["2010-07-29",150,154.49478261403425,{"$error":"#N/A"},{"$error":"#N/A"},{"$error":"#N/A"},{"$error":"#N/A"},{"$error":"#N/A"},{"$error":"#N/A"},{"$error":"#N/A"},{"$error":"#N/A"},{"$error":"#N/A"},null,{"$error":"#N/A"},154.49478261403425,{"$error":"#N/A"},{"$error":"#N/A"},{"$error":"#N/A"}]
["2010-07-29",45,128.94246662977548,{"$error":"#N/A"},{"$error":"#N/A"},{"$error":"#N/A"},{"$error":"#N/A"},{"$error":"#N/A"},{"$error":"#N/A"},{"$error":"#N/A"},{"$error":"#N/A"},{"$error":"#N/A"},null,{"$error":"#N/A"},128.94246662977548,{"$error":"#N/A"},{"$error":"#N/A"},{"$error":"#N/A"}]
["2010-08-10",30,{"$error":"#N/A"},133.64367584916721,{"$error":"#N/A"},{"$error":"#N/A"},{"$error":"#N/A"},{"$error":"#N/A"},{"$error":"#N/A"},{"$error":"#N/A"},{"$error":"#N/A"},{"$error":"#N/A"},null,{"$error":"#N/A"},133.64367584916721,{"$error":"#N/A"},{"$error":"#N/A"},{"$error":"#N/A"}]
["2010-08-10",5.5,{"$error":"#N/A"},{"$error":"#N/A"},{"$error":"#N/A"},{"$error":"#N/A"},{"$error":"#N/A"},{"$error":"#N/A"},{"$error":"#N/A"},{"$error":"#N/A"},193.81673462055173,{"$error":"#N/A"},null,{"$error":"#N/A"},{"$error":"#N/A"},{"$error":"#N/A"},{"$error":"#N/A"},193.81673462055173]
["2010-08-24",23,{"$error":"#N/A"},114.43455922227665,{"$error":"#N/A"},{"$error":"#N/A"},{"$error":"#N/A"},{"$error":"#N/A"},{"$error":"#N/A"},{"$error":"#N/A"},{"$error":"#N/A"},{"$error":"#N/A"},null,{"$error":"#N/A"},114.43455922227665,{"$error":"#N/A"},{"$error":"#N/A"},{"$error":"#N/A"}]
["2010-09-20",62.5,124.46150053332839,{"$error":"#N/A"},{"$error":"#N/A"},{"$error":"#N/A"},{"$error":"#N/A"},{"$error":"#N/A"},{"$error":"#N/A"},{"$error":"#N/A"},{"$error":"#N/A"},{"$error":"#N/A"},null,{"$error":"#N/A"},124.46150053332839,{"$error":"#N/A"},{"$error":"#N/A"},{"$error":"#N/A"}]
["2010-11-10",130,130.46105532275737,{"$error":"#N/A"},{"$error":"#N/A"},{"$error":"#N/A"},{"$error":"#N/A"},{"$error":"#N/A"},{"$error":"#N/A"},{"$error":"#N/A"},{"$error":"#N/A"},{"$error":"#N/A"},null,{"$error":"#N/A"},130.46105532275737,{"$error":"#N/A"},{"$error":"#N/A"},{"$error":"#N/A"}]
["2010-11-15",20,77.039295452069126,{"$error":"#N/A"},{"$error":"#N/A"},{"$error":"#N/A"},{"$error":"#N/A"},{"$error":"#N/A"},{"$error":"#N/A"},{"$error":"#N/A"},{"$error":"#N/A"},{"$error":"#N/A"},null,{"$error":"#N/A"},77.039295452069126,{"$error":"#N/A"},{"$error":"#N/A"},{"$error":"#N/A"}]
["2010-11-15",14,78.974467067086621,{"$error":"#N/A"},{"$error":"#N/A"},{"$error":"#N/A"},{"$error":"#N/A"},{"$error":"#N/A"},{"$error":"#N/A"},{"$error":"#N/A"},{"$error":"#N/A"},{"$error":"#N/A"},null,{"$error":"#N/A"},78.974467067086621,{"$error":"#N/A"},{"$error":"#N/A"},{"$error":"#N/A"}]
["2010-12-01",9,{"$error":"#N/A"},138.7308344812717,{"$error":"#N/A"},{"$error":"#N/A"},{"$error":"#N/A"},{"$error":"#N/A"},{"$error":"#N/A"},{"$error":"#N/A"},{"$error":"#N/A"},{"$error":"#N/A"},null,{"$error":"#N/A"},138.7308344812717,{"$error":"#N/A"},{"$error":"#N/A"},{"$error":"#N/A"}]
["2010-12-01",7.65,{"$error":"#N/A"},{"$error":"#N/A"},{"$error":"#N/A"},{"$error":"#N/A"},{"$error":"#N/A"},{"$error":"#N/A"},{"$error":"#N/A"},{"$error":"#N/A"},149.39254830023049,{"$error":"#N/A"},null,{"$error":"#N/A"},{"$error":"#N/A"},{"$error":"#N/A"},{"$error":"#N/A"},149.39254830023049]
["2010-12-21",60,124.70222447672158,{"$error":"#N/A"},{"$error":"#N/A"},{"$error":"#N/A"},{"$error":"#N/A"},{"$error":"#N/A"},{"$error":"#N/A"},{"$error":"#N/A"},{"$error":"#N/A"},{"$error":"#N/A"},null,{"$error":"#N/A"},124.70222447672158,{"$error":"#N/A"},{"$error":"#N/A"},{"$error":"#N/A"}]
["2010-12-30",309,110.49071387284506,{"$error":"#N/A"},{"$error":"#N/A"},{"$error":"#N/A"},{"$error":"#N/A"},{"$error":"#N/A"},{"$error":"#N/A"},{"$error":"#N/A"},{"$error":"#N/A"},{"$error":"#N/A"},null,{"$error":"#N/A"},110.49071387284506,{"$error":"#N/A"},{"$error":"#N/A"},{"$error":"#N/A"}]
["2010-12-30",20,147.93328369973588,{"$error":"#N/A"},{"$error":"#N/A"},{"$error":"#N/A"},{"$error":"#N/A"},{"$error":"#N/A"},{"$error":"#N/A"},{"$error":"#N/A"},{"$error":"#N/A"},{"$error":"#N/A"},null,{"$error":"#N/A"},147.93328369973588,{"$error":"#N/A"},{"$error":"#N/A"},{"$error":"#N/A"}]
["2011-01-05",270,110.72793418415294,{"$error":"#N/A"},{"$error":"#N/A"},{"$error":"#N/A"},{"$error":"#N/A"},{"$error":"#N/A"},{"$error":"#N/A"},{"$error":"#N/A"},{"$error":"#N/A"},{"$error":"#N/A"},null,{"$error":"#N/A"},110.72793418415294,{"$error":"#N/A"},{"$error":"#N/A"},{"$error":"#N/A"}]
["2011-01-07",110,123.30544471010373,{"$error":"#N/A"},{"$error":"#N/A"},{"$error":"#N/A"},{"$error":"#N/A"},{"$error":"#N/A"},{"$error":"#N/A"},{"$error":"#N/A"},{"$error":"#N/A"},{"$error":"#N/A"},null,{"$error":"#N/A"},123.30544471010373,{"$error":"#N/A"},{"$error":"#N/A"},{"$error":"#N/A"}]
["2011-01-25",26,135.50909530311614,{"$error":"#N/A"},{"$error":"#N/A"},{"$error":"#N/A"},{"$error":"#N/A"},{"$error":"#N/A"},{"$error":"#N/A"},{"$error":"#N/A"},{"$error":"#N/A"},{"$error":"#N/A"},null,{"$error":"#N/A"},135.50909530311614,{"$error":"#N/A"},{"$error":"#N/A"},{"$error":"#N/A"}]
["2011-02-07",250,{"$error":"#N/A"},115.56695260570278,{"$error":"#N/A"},{"$error":"#N/A"},{"$error":"#N/A"},{"$error":"#N/A"},{"$error":"#N/A"},{"$error":"#N/A"},{"$error":"#N/A"},{"$error":"#N/A"},null,{"$error":"#N/A"},115.56695260570278,{"$error":"#N/A"},{"$error":"#N/A"},{"$error":"#N/A"}]
["2011-02-11",30,{"$error":"#N/A"},114.50864091068806,{"$error":"#N/A"},{"$error":"#N/A"},{"$error":"#N/A"},{"$error":"#N/A"},{"$error":"#N/A"},{"$error":"#N/A"},{"$error":"#N/A"},{"$error":"#N/A"},null,{"$error":"#N/A"},114.50864091068806,{"$error":"#N/A"},{"$error":"#N/A"},{"$error":"#N/A"}]
["2011-02-11",20,{"$error":"#N/A"},118.11935828776366,{"$error":"#N/A"},{"$error":"#N/A"},{"$error":"#N/A"},{"$error":"#N/A"},{"$error":"#N/A"},{"$error":"#N/A"},{"$error":"#N/A"},{"$error":"#N/A"},null,{"$error":"#N/A"},118.11935828776366,{"$error":"#N/A"},{"$error":"#N/A"},{"$error":"#N/A"}]
["2011-03-08",150,94.320488853098709,{"$error":"#N/A"},{"$error":"#N/A"},{"$error":"#N/A"},{"$error":"#N/A"},{"$error":"#N/A"},{"$error":"#N/A"},{"$error":"#N/A"},{"$error":"#N/A"},{"$error":"#N/A"},null,{"$error":"#N/A"},94.320488853098709,{"$error":"#N/A"},{"$error":"#N/A"},{"$error":"#N/A"}]
["2011-06-03",127,{"$error":"#N/A"},111.74425078754807,{"$error":"#N/A"},{"$error":"#N/A"},{"$error":"#N/A"},{"$error":"#N/A"},{"$error":"#N/A"},{"$error":"#N/A"},{"$error":"#N/A"},{"$error":"#N/A"},null,{"$error":"#N/A"},111.74425078754807,{"$error":"#N/A"},{"$error":"#N/A"},{"$error":"#N/A"}]
["2011-06-03",110,119.61881898299147,{"$error":"#N/A"},{"$error":"#N/A"},{"$error":"#N/A"},{"$error":"#N/A"},{"$error":"#N/A"},{"$error":"#N/A"},{"$error":"#N/A"},{"$error":"#N/A"},{"$error":"#N/A"},null,{"$error":"#N/A"},119.61881898299147,{"$error":"#N/A"},{"$error":"#N/A"},{"$error":"#N/A"}]
["2011-06-21",150,107.10791682952231,{"$error":"#N/A"},{"$error":"#N/A"},{"$error":"#N/A"},{"$error":"#N/A"},{"$error":"#N/A"},{"$error":"#N/A"},{"$error":"#N/A"},{"$error":"#N/A"},{"$error":"#N/A"},null,{"$error":"#N/A"},107.10791682952231,{"$error":"#N/A"},{"$error":"#N/A"},{"$error":"#N/A"}]
["2011-07-08",23,126.51001719203325,{"$error":"#N/A"},{"$error":"#N/A"},{"$error":"#N/A"},{"$error":"#N/A"},{"$error":"#N/A"},{"$error":"#N/A"},{"$error":"#N/A"},{"$error":"#N/A"},{"$error":"#N/A"},null,{"$error":"#N/A"},126.51001719203325,{"$error":"#N/A"},{"$error":"#N/A"},{"$error":"#N/A"}]
["2011-07-14",20,101.06462360792489,{"$error":"#N/A"},{"$error":"#N/A"},{"$error":"#N/A"},{"$error":"#N/A"},{"$error":"#N/A"},{"$error":"#N/A"},{"$error":"#N/A"},{"$error":"#N/A"},{"$error":"#N/A"},null,{"$error":"#N/A"},101.06462360792489,{"$error":"#N/A"},{"$error":"#N/A"},{"$error":"#N/A"}]
["2011-07-18",6,{"$error":"#N/A"},{"$error":"#N/A"},{"$error":"#N/A"},{"$error":"#N/A"},{"$error":"#N/A"},{"$error":"#N/A"},{"$error":"#N/A"},{"$error":"#N/A"},{"$error":"#N/A"},196.32277356984014,null,196.32277356984014,{"$error":"#N/A"},{"$error":"#N/A"},{"$error":"#N/A"},{"$error":"#N/A"}]
["2011-07-21",150,115.93134912455014,{"$error":"#N/A"},{"$error":"#N/A"},{"$error":"#N/A"},{"$error":"#N/A"},{"$error":"#N/A"},{"$error":"#N/A"},{"$error":"#N/A"},{"$error":"#N/A"},{"$error":"#N/A"},null,{"$error":"#N/A"},115.93134912455014,{"$error":"#N/A"},{"$error":"#N/A"},{"$error":"#N/A"}]
["2011-09-29",250,85.827763239709867,{"$error":"#N/A"},{"$error":"#N/A"},{"$error":"#N/A"},{"$error":"#N/A"},{"$error":"#N/A"},{"$error":"#N/A"},{"$error":"#N/A"},{"$error":"#N/A"},{"$error":"#N/A"},null,{"$error":"#N/A"},85.827763239709867,{"$error":"#N/A"},{"$error":"#N/A"},{"$error":"#N/A"}]
["2011-10-01",9,{"$error":"#N/A"},137.69097724320744,{"$error":"#N/A"},{"$error":"#N/A"},{"$error":"#N/A"},{"$error":"#N/A"},{"$error":"#N/A"},{"$error":"#N/A"},{"$error":"#N/A"},{"$error":"#N/A"},null,{"$error":"#N/A"},137.69097724320744,{"$error":"#N/A"},{"$error":"#N/A"},{"$error":"#N/A"}]
["2011-12-01",20,{"$error":"#N/A"},{"$error":"#N/A"},{"$error":"#N/A"},{"$error":"#N/A"},{"$error":"#N/A"},225.77118960531632,{"$error":"#N/A"},{"$error":"#N/A"},{"$error":"#N/A"},{"$error":"#N/A"},null,{"$error":"#N/A"},{"$error":"#N/A"},{"$error":"#N/A"},225.77118960531632,{"$error":"#N/A"}]
["2011-12-08",19,{"$error":"#N/A"},108.14725440354329,{"$error":"#N/A"},{"$error":"#N/A"},{"$error":"#N/A"},{"$error":"#N/A"},{"$error":"#N/A"},{"$error":"#N/A"},{"$error":"#N/A"},{"$error":"#N/A"},null,{"$error":"#N/A"},108.14725440354329,{"$error":"#N/A"},{"$error":"#N/A"},{"$error":"#N/A"}]
["2011-12-20",30,{"$error":"#N/A"},{"$error":"#N/A"},{"$error":"#N/A"},{"$error":"#N/A"},{"$error":"#N/A"},{"$error":"#N/A"},{"$error":"#N/A"},{"$error":"#N/A"},114.93490899607748,{"$error":"#N/A"},null,{"$error":"#N/A"},{"$error":"#N/A"},{"$error":"#N/A"},{"$error":"#N/A"},114.93490899607748]
["2011-12-20",20,{"$error":"#N/A"},85.457491161148653,{"$error":"#N/A"},{"$error":"#N/A"},{"$error":"#N/A"},{"$error":"#N/A"},{"$error":"#N/A"},{"$error":"#N/A"},{"$error":"#N/A"},{"$error":"#N/A"},null,{"$error":"#N/A"},85.457491161148653,{"$error":"#N/A"},{"$error":"#N/A"},{"$error":"#N/A"}]
["2011-12-20",20,{"$error":"#N/A"},84.640567540000703,{"$error":"#N/A"},{"$error":"#N/A"},{"$error":"#N/A"},{"$error":"#N/A"},{"$error":"#N/A"},{"$error":"#N/A"},{"$error":"#N/A"},{"$error":"#N/A"},null,{"$error":"#N/A"},84.640567540000703,{"$error":"#N/A"},{"$error":"#N/A"},{"$error":"#N/A"}]
["2012-01-01",15,{"$error":"#N/A"},86.332885309072068,{"$error":"#N/A"},{"$error":"#N/A"},{"$error":"#N/A"},{"$error":"#N/A"},{"$error":"#N/A"},{"$error":"#N/A"},{"$error":"#N/A"},{"$error":"#N/A"},null,{"$error":"#N/A"},86.332885309072068,{"$error":"#N/A"},{"$error":"#N/A"},{"$error":"#N/A"}]
["2012-01-01",15,{"$error":"#N/A"},77.456188894838746,{"$error":"#N/A"},{"$error":"#N/A"},{"$error":"#N/A"},{"$error":"#N/A"},{"$error":"#N/A"},{"$error":"#N/A"},{"$error":"#N/A"},{"$error":"#N/A"},null,{"$error":"#N/A"},77.456188894838746,{"$error":"#N/A"},{"$error":"#N/A"},{"$error":"#N/A"}]
["2012-02-03",200,86.715123529504552,{"$error":"#N/A"},{"$error":"#N/A"},{"$error":"#N/A"},{"$error":"#N/A"},{"$error":"#N/A"},{"$error":"#N/A"},{"$error":"#N/A"},{"$error":"#N/A"},{"$error":"#N/A"},null,{"$error":"#N/A"},86.715123529504552,{"$error":"#N/A"},{"$error":"#N/A"},{"$error":"#N/A"}]
["2012-02-27",20,76.756972344597386,{"$error":"#N/A"},{"$error":"#N/A"},{"$error":"#N/A"},{"$error":"#N/A"},{"$error":"#N/A"},{"$error":"#N/A"},{"$error":"#N/A"},{"$error":"#N/A"},{"$error":"#N/A"},null,{"$error":"#N/A"},76.756972344597386,{"$error":"#N/A"},{"$error":"#N/A"},{"$error":"#N/A"}]
["2012-07-03",20,91.375792663152524,{"$error":"#N/A"},{"$error":"#N/A"},{"$error":"#N/A"},{"$error":"#N/A"},{"$error":"#N/A"},{"$error":"#N/A"},{"$error":"#N/A"},{"$error":"#N/A"},{"$error":"#N/A"},null,{"$error":"#N/A"},91.375792663152524,{"$error":"#N/A"},{"$error":"#N/A"},{"$error":"#N/A"}]
["2012-07-03",20,94.207180027618278,{"$error":"#N/A"},{"$error":"#N/A"},{"$error":"#N/A"},{"$error":"#N/A"},{"$error":"#N/A"},{"$error":"#N/A"},{"$error":"#N/A"},{"$error":"#N/A"},{"$error":"#N/A"},null,{"$error":"#N/A"},94.207180027618278,{"$error":"#N/A"},{"$error":"#N/A"},{"$error":"#N/A"}]
["2012-08-03",20,87.994188335344091,{"$error":"#N/A"},{"$error":"#N/A"},{"$error":"#N/A"},{"$error":"#N/A"},{"$error":"#N/A"},{"$error":"#N/A"},{"$error":"#N/A"},{"$error":"#N/A"},{"$error":"#N/A"},null,{"$error":"#N/A"},87.994188335344091,{"$error":"#N/A"},{"$error":"#N/A"},{"$error":"#N/A"}]
["2012-08-13",20,91.287669967063152,{"$error":"#N/A"},{"$error":"#N/A"},{"$error":"#N/A"},{"$error":"#N/A"},{"$error":"#N/A"},{"$error":"#N/A"},{"$error":"#N/A"},{"$error":"#N/A"},{"$error":"#N/A"},null,{"$error":"#N/A"},91.287669967063152,{"$error":"#N/A"},{"$error":"#N/A"},{"$error":"#N/A"}]
["2012-08-16",102,89.014281114293723,{"$error":"#N/A"},{"$error":"#N/A"},{"$error":"#N/A"},{"$error":"#N/A"},{"$error":"#N/A"},{"$error":"#N/A"},{"$error":"#N/A"},{"$error":"#N/A"},{"$error":"#N/A"},null,{"$error":"#N/A"},89.014281114293723,{"$error":"#N/A"},{"$error":"#N/A"},{"$error":"#N/A"}]
["2012-08-29",20,86.051279361527307,{"$error":"#N/A"},{"$error":"#N/A"},{"$error":"#N/A"},{"$error":"#N/A"},{"$error":"#N/A"},{"$error":"#N/A"},{"$error":"#N/A"},{"$error":"#N/A"},{"$error":"#N/A"},null,{"$error":"#N/A"},86.051279361527307,{"$error":"#N/A"},{"$error":"#N/A"},{"$error":"#N/A"}]
["2012-08-31",250,{"$error":"#N/A"},91.646623101480131,{"$error":"#N/A"},{"$error":"#N/A"},{"$error":"#N/A"},{"$error":"#N/A"},{"$error":"#N/A"},{"$error":"#N/A"},{"$error":"#N/A"},{"$error":"#N/A"},null,{"$error":"#N/A"},91.646623101480131,{"$error":"#N/A"},{"$error":"#N/A"},{"$error":"#N/A"}]
["2012-09-17",20.8,100.91375636786022,{"$error":"#N/A"},{"$error":"#N/A"},{"$error":"#N/A"},{"$error":"#N/A"},{"$error":"#N/A"},{"$error":"#N/A"},{"$error":"#N/A"},{"$error":"#N/A"},{"$error":"#N/A"},null,{"$error":"#N/A"},100.91375636786022,{"$error":"#N/A"},{"$error":"#N/A"},{"$error":"#N/A"}]
["2012-09-17",20,83.850645362473855,{"$error":"#N/A"},{"$error":"#N/A"},{"$error":"#N/A"},{"$error":"#N/A"},{"$error":"#N/A"},{"$error":"#N/A"},{"$error":"#N/A"},{"$error":"#N/A"},{"$error":"#N/A"},null,{"$error":"#N/A"},83.850645362473855,{"$error":"#N/A"},{"$error":"#N/A"},{"$error":"#N/A"}]
["2012-10-17",10,86.455760439164152,{"$error":"#N/A"},{"$error":"#N/A"},{"$error":"#N/A"},{"$error":"#N/A"},{"$error":"#N/A"},{"$error":"#N/A"},{"$error":"#N/A"},{"$error":"#N/A"},{"$error":"#N/A"},null,{"$error":"#N/A"},86.455760439164152,{"$error":"#N/A"},{"$error":"#N/A"},{"$error":"#N/A"}]
["2012-10-25",50,{"$error":"#N/A"},55.834031725989298,{"$error":"#N/A"},{"$error":"#N/A"},{"$error":"#N/A"},{"$error":"#N/A"},{"$error":"#N/A"},{"$error":"#N/A"},{"$error":"#N/A"},{"$error":"#N/A"},null,{"$error":"#N/A"},55.834031725989298,{"$error":"#N/A"},{"$error":"#N/A"},{"$error":"#N/A"}]
["2012-11-01",20,71.032712352680903,{"$error":"#N/A"},{"$error":"#N/A"},{"$error":"#N/A"},{"$error":"#N/A"},{"$error":"#N/A"},{"$error":"#N/A"},{"$error":"#N/A"},{"$error":"#N/A"},{"$error":"#N/A"},null,{"$error":"#N/A"},71.032712352680903,{"$error":"#N/A"},{"$error":"#N/A"},{"$error":"#N/A"}]
["2012-11-15",20,82.269906456320939,{"$error":"#N/A"},{"$error":"#N/A"},{"$error":"#N/A"},{"$error":"#N/A"},{"$error":"#N/A"},{"$error":"#N/A"},{"$error":"#N/A"},{"$error":"#N/A"},{"$error":"#N/A"},null,{"$error":"#N/A"},82.269906456320939,{"$error":"#N/A"},{"$error":"#N/A"},{"$error":"#N/A"}]
["2012-12-12",250,{"$error":"#N/A"},80.77785758242976,{"$error":"#N/A"},{"$error":"#N/A"},{"$error":"#N/A"},{"$error":"#N/A"},{"$error":"#N/A"},{"$error":"#N/A"},{"$error":"#N/A"},{"$error":"#N/A"},null,{"$error":"#N/A"},80.77785758242976,{"$error":"#N/A"},{"$error":"#N/A"},{"$error":"#N/A"}]
["2012-12-13",20,{"$error":"#N/A"},83.794134143939033,{"$error":"#N/A"},{"$error":"#N/A"},{"$error":"#N/A"},{"$error":"#N/A"},{"$error":"#N/A"},{"$error":"#N/A"},{"$error":"#N/A"},{"$error":"#N/A"},null,{"$error":"#N/A"},83.794134143939033,{"$error":"#N/A"},{"$error":"#N/A"},{"$error":"#N/A"}]
["2013-02-04",28.8,{"$error":"#N/A"},{"$error":"#N/A"},99.910575839389338,{"$error":"#N/A"},{"$error":"#N/A"},{"$error":"#N/A"},{"$error":"#N/A"},{"$error":"#N/A"},{"$error":"#N/A"},{"$error":"#N/A"},null,{"$error":"#N/A"},{"$error":"#N/A"},99.910575839389338,{"$error":"#N/A"},{"$error":"#N/A"}]
["2013-02-28",45,80.469870516428358,{"$error":"#N/A"},{"$error":"#N/A"},{"$error":"#N/A"},{"$error":"#N/A"},{"$error":"#N/A"},{"$error":"#N/A"},{"$error":"#N/A"},{"$error":"#N/A"},{"$error":"#N/A"},null,{"$error":"#N/A"},80.469870516428358,{"$error":"#N/A"},{"$error":"#N/A"},{"$error":"#N/A"}]
["2013-03-22",20,86.879887243016526,{"$error":"#N/A"},{"$error":"#N/A"},{"$error":"#N/A"},{"$error":"#N/A"},{"$error":"#N/A"},{"$error":"#N/A"},{"$error":"#N/A"},{"$error":"#N/A"},{"$error":"#N/A"},null,{"$error":"#N/A"},86.879887243016526,{"$error":"#N/A"},{"$error":"#N/A"},{"$error":"#N/A"}]
["2013-03-22",20,85.54537932553805,{"$error":"#N/A"},{"$error":"#N/A"},{"$error":"#N/A"},{"$error":"#N/A"},{"$error":"#N/A"},{"$error":"#N/A"},{"$error":"#N/A"},{"$error":"#N/A"},{"$error":"#N/A"},null,{"$error":"#N/A"},85.54537932553805,{"$error":"#N/A"},{"$error":"#N/A"},{"$error":"#N/A"}]
["2013-03-25",20,75.769444740106138,{"$error":"#N/A"},{"$error":"#N/A"},{"$error":"#N/A"},{"$error":"#N/A"},{"$error":"#N/A"},{"$error":"#N/A"},{"$error":"#N/A"},{"$error":"#N/A"},{"$error":"#N/A"},null,{"$error":"#N/A"},75.769444740106138,{"$error":"#N/A"},{"$error":"#N/A"},{"$error":"#N/A"}]
["2013-04-10",20,85.057922213075969,{"$error":"#N/A"},{"$error":"#N/A"},{"$error":"#N/A"},{"$error":"#N/A"},{"$error":"#N/A"},{"$error":"#N/A"},{"$error":"#N/A"},{"$error":"#N/A"},{"$error":"#N/A"},null,{"$error":"#N/A"},85.057922213075969,{"$error":"#N/A"},{"$error":"#N/A"},{"$error":"#N/A"}]
["2013-04-16",20,62.489022441100744,{"$error":"#N/A"},{"$error":"#N/A"},{"$error":"#N/A"},{"$error":"#N/A"},{"$error":"#N/A"},{"$error":"#N/A"},{"$error":"#N/A"},{"$error":"#N/A"},{"$error":"#N/A"},null,{"$error":"#N/A"},62.489022441100744,{"$error":"#N/A"},{"$error":"#N/A"},{"$error":"#N/A"}]
["2013-06-01",20,58.951732971391216,{"$error":"#N/A"},{"$error":"#N/A"},{"$error":"#N/A"},{"$error":"#N/A"},{"$error":"#N/A"},{"$error":"#N/A"},{"$error":"#N/A"},{"$error":"#N/A"},{"$error":"#N/A"},null,{"$error":"#N/A"},58.951732971391216,{"$error":"#N/A"},{"$error":"#N/A"},{"$error":"#N/A"}]
["2013-06-03",48,{"$error":"#N/A"},66.357227023510106,{"$error":"#N/A"},{"$error":"#N/A"},{"$error":"#N/A"},{"$error":"#N/A"},{"$error":"#N/A"},{"$error":"#N/A"},{"$error":"#N/A"},{"$error":"#N/A"},null,{"$error":"#N/A"},66.357227023510106,{"$error":"#N/A"},{"$error":"#N/A"},{"$error":"#N/A"}]
["2013-06-03",40,{"$error":"#N/A"},67.24666182926795,{"$error":"#N/A"},{"$error":"#N/A"},{"$error":"#N/A"},{"$error":"#N/A"},{"$error":"#N/A"},{"$error":"#N/A"},{"$error":"#N/A"},{"$error":"#N/A"},null,{"$error":"#N/A"},67.24666182926795,{"$error":"#N/A"},{"$error":"#N/A"},{"$error":"#N/A"}]
["2013-06-19",12,{"$error":"#N/A"},{"$error":"#N/A"},{"$error":"#N/A"},{"$error":"#N/A"},{"$error":"#N/A"},{"$error":"#N/A"},{"$error":"#N/A"},{"$error":"#N/A"},{"$error":"#N/A"},152.21295504145908,null,152.21295504145908,{"$error":"#N/A"},{"$error":"#N/A"},{"$error":"#N/A"},{"$error":"#N/A"}]
["2013-07-03",50,{"$error":"#N/A"},57.237838446182408,{"$error":"#N/A"},{"$error":"#N/A"},{"$error":"#N/A"},{"$error":"#N/A"},{"$error":"#N/A"},{"$error":"#N/A"},{"$error":"#N/A"},{"$error":"#N/A"},null,{"$error":"#N/A"},57.237838446182408,{"$error":"#N/A"},{"$error":"#N/A"},{"$error":"#N/A"}]
["2013-07-10",40,58.755227194819881,{"$error":"#N/A"},{"$error":"#N/A"},{"$error":"#N/A"},{"$error":"#N/A"},{"$error":"#N/A"},{"$error":"#N/A"},{"$error":"#N/A"},{"$error":"#N/A"},{"$error":"#N/A"},null,{"$error":"#N/A"},58.755227194819881,{"$error":"#N/A"},{"$error":"#N/A"},{"$error":"#N/A"}]
["2013-07-10",20,63.02709190289174,{"$error":"#N/A"},{"$error":"#N/A"},{"$error":"#N/A"},{"$error":"#N/A"},{"$error":"#N/A"},{"$error":"#N/A"},{"$error":"#N/A"},{"$error":"#N/A"},{"$error":"#N/A"},null,{"$error":"#N/A"},63.02709190289174,{"$error":"#N/A"},{"$error":"#N/A"},{"$error":"#N/A"}]
["2013-07-17",20,79.572679143973403,{"$error":"#N/A"},{"$error":"#N/A"},{"$error":"#N/A"},{"$error":"#N/A"},{"$error":"#N/A"},{"$error":"#N/A"},{"$error":"#N/A"},{"$error":"#N/A"},{"$error":"#N/A"},null,{"$error":"#N/A"},79.572679143973403,{"$error":"#N/A"},{"$error":"#N/A"},{"$error":"#N/A"}]
["2013-07-17",12,79.572679143973403,{"$error":"#N/A"},{"$error":"#N/A"},{"$error":"#N/A"},{"$error":"#N/A"},{"$error":"#N/A"},{"$error":"#N/A"},{"$error":"#N/A"},{"$error":"#N/A"},{"$error":"#N/A"},null,{"$error":"#N/A"},79.572679143973403,{"$error":"#N/A"},{"$error":"#N/A"},{"$error":"#N/A"}]
["2013-09-06",15,66.289364787988916,{"$error":"#N/A"},{"$error":"#N/A"},{"$error":"#N/A"},{"$error":"#N/A"},{"$error":"#N/A"},{"$error":"#N/A"},{"$error":"#N/A"},{"$error":"#N/A"},{"$error":"#N/A"},null,{"$error":"#N/A"},66.289364787988916,{"$error":"#N/A"},{"$error":"#N/A"},{"$error":"#N/A"}]
["2013-09-19",20,{"$error":"#N/A"},{"$error":"#N/A"},{"$error":"#N/A"},{"$error":"#N/A"},{"$error":"#N/A"},{"$error":"#N/A"},{"$error":"#N/A"},100.71927867926507,{"$error":"#N/A"},{"$error":"#N/A"},null,{"$error":"#N/A"},{"$error":"#N/A"},{"$error":"#N/A"},100.71927867926507,{"$error":"#N/A"}]
["2013-09-27",20,63.68742869174033,{"$error":"#N/A"},{"$error":"#N/A"},{"$error":"#N/A"},{"$error":"#N/A"},{"$error":"#N/A"},{"$error":"#N/A"},{"$error":"#N/A"},{"$error":"#N/A"},{"$error":"#N/A"},null,{"$error":"#N/A"},63.68742869174033,{"$error":"#N/A"},{"$error":"#N/A"},{"$error":"#N/A"}]
["2013-10-09",20,65.826851632149584,{"$error":"#N/A"},{"$error":"#N/A"},{"$error":"#N/A"},{"$error":"#N/A"},{"$error":"#N/A"},{"$error":"#N/A"},{"$error":"#N/A"},{"$error":"#N/A"},{"$error":"#N/A"},null,{"$error":"#N/A"},65.826851632149584,{"$error":"#N/A"},{"$error":"#N/A"},{"$error":"#N/A"}]
["2013-10-22",20,63.919864562878068,{"$error":"#N/A"},{"$error":"#N/A"},{"$error":"#N/A"},{"$error":"#N/A"},{"$error":"#N/A"},{"$error":"#N/A"},{"$error":"#N/A"},{"$error":"#N/A"},{"$error":"#N/A"},null,{"$error":"#N/A"},63.919864562878068,{"$error":"#N/A"},{"$error":"#N/A"},{"$error":"#N/A"}]
["2013-12-01",7.3140000000000001,81.536047201167648,{"$error":"#N/A"},{"$error":"#N/A"},{"$error":"#N/A"},{"$error":"#N/A"},{"$error":"#N/A"},{"$error":"#N/A"},{"$error":"#N/A"},{"$error":"#N/A"},{"$error":"#N/A"},null,{"$error":"#N/A"},81.536047201167648,{"$error":"#N/A"},{"$error":"#N/A"},{"$error":"#N/A"}]
["2013-12-06",20,{"$error":"#N/A"},{"$error":"#N/A"},{"$error":"#N/A"},{"$error":"#N/A"},{"$error":"#N/A"},{"$error":"#N/A"},{"$error":"#N/A"},{"$error":"#N/A"},67.086289608558801,{"$error":"#N/A"},null,{"$error":"#N/A"},{"$error":"#N/A"},{"$error":"#N/A"},{"$error":"#N/A"},67.086289608558801]
["2013-12-19",150,56.080659271407015,{"$error":"#N/A"},{"$error":"#N/A"},{"$error":"#N/A"},{"$error":"#N/A"},{"$error":"#N/A"},{"$error":"#N/A"},{"$error":"#N/A"},{"$error":"#N/A"},{"$error":"#N/A"},null,{"$error":"#N/A"},56.080659271407015,{"$error":"#N/A"},{"$error":"#N/A"},{"$error":"#N/A"}]
["2014-01-30",7,68.415203282089777,{"$error":"#N/A"},{"$error":"#N/A"},{"$error":"#N/A"},{"$error":"#N/A"},{"$error":"#N/A"},{"$error":"#N/A"},{"$error":"#N/A"},{"$error":"#N/A"},{"$error":"#N/A"},null,{"$error":"#N/A"},68.415203282089777,{"$error":"#N/A"},{"$error":"#N/A"},{"$error":"#N/A"}]
["2014-02-20",10.416,{"$error":"#N/A"},48.858917851208872,{"$error":"#N/A"},{"$error":"#N/A"},{"$error":"#N/A"},{"$error":"#N/A"},{"$error":"#N/A"},{"$error":"#N/A"},{"$error":"#N/A"},{"$error":"#N/A"},null,{"$error":"#N/A"},48.858917851208872,{"$error":"#N/A"},{"$error":"#N/A"},{"$error":"#N/A"}]
["2014-03-17",20,63.180457509835378,{"$error":"#N/A"},{"$error":"#N/A"},{"$error":"#N/A"},{"$error":"#N/A"},{"$error":"#N/A"},{"$error":"#N/A"},{"$error":"#N/A"},{"$error":"#N/A"},{"$error":"#N/A"},null,{"$error":"#N/A"},63.180457509835378,{"$error":"#N/A"},{"$error":"#N/A"},{"$error":"#N/A"}]
["2014-03-26",26.66,59.117106335814285,{"$error":"#N/A"},{"$error":"#N/A"},{"$error":"#N/A"},{"$error":"#N/A"},{"$error":"#N/A"},{"$error":"#N/A"},{"$error":"#N/A"},{"$error":"#N/A"},{"$error":"#N/A"},null,{"$error":"#N/A"},59.117106335814285,{"$error":"#N/A"},{"$error":"#N/A"},{"$error":"#N/A"}]
["2014-04-01",10.3,{"$error":"#N/A"},{"$error":"#N/A"},{"$error":"#N/A"},{"$error":"#N/A"},{"$error":"#N/A"},64.795620429104886,{"$error":"#N/A"},{"$error":"#N/A"},{"$error":"#N/A"},{"$error":"#N/A"},null,{"$error":"#N/A"},{"$error":"#N/A"},{"$error":"#N/A"},64.795620429104886,{"$error":"#N/A"}]
["2014-05-01",157.5,{"$error":"#N/A"},{"$error":"#N/A"},{"$error":"#N/A"},{"$error":"#N/A"},43.767792548438244,{"$error":"#N/A"},{"$error":"#N/A"},{"$error":"#N/A"},{"$error":"#N/A"},{"$error":"#N/A"},null,{"$error":"#N/A"},{"$error":"#N/A"},43.767792548438244,{"$error":"#N/A"},{"$error":"#N/A"}]
["2014-05-27",30,{"$error":"#N/A"},62.709645900907255,{"$error":"#N/A"},{"$error":"#N/A"},{"$error":"#N/A"},{"$error":"#N/A"},{"$error":"#N/A"},{"$error":"#N/A"},{"$error":"#N/A"},{"$error":"#N/A"},null,{"$error":"#N/A"},62.709645900907255,{"$error":"#N/A"},{"$error":"#N/A"},{"$error":"#N/A"}]
["2014-06-01",20,{"$error":"#N/A"},{"$error":"#N/A"},{"$error":"#N/A"},{"$error":"#N/A"},{"$error":"#N/A"},{"$error":"#N/A"},{"$error":"#N/A"},{"$error":"#N/A"},65.584586687195227,{"$error":"#N/A"},null,{"$error":"#N/A"},{"$error":"#N/A"},{"$error":"#N/A"},{"$error":"#N/A"},65.584586687195227]
["2014-06-12",30,56.862090410214812,{"$error":"#N/A"},{"$error":"#N/A"},{"$error":"#N/A"},{"$error":"#N/A"},{"$error":"#N/A"},{"$error":"#N/A"},{"$error":"#N/A"},{"$error":"#N/A"},{"$error":"#N/A"},null,{"$error":"#N/A"},56.862090410214812,{"$error":"#N/A"},{"$error":"#N/A"},{"$error":"#N/A"}]
["2014-07-18",93.6,54.488431930163024,{"$error":"#N/A"},{"$error":"#N/A"},{"$error":"#N/A"},{"$error":"#N/A"},{"$error":"#N/A"},{"$error":"#N/A"},{"$error":"#N/A"},{"$error":"#N/A"},{"$error":"#N/A"},null,{"$error":"#N/A"},54.488431930163024,{"$error":"#N/A"},{"$error":"#N/A"},{"$error":"#N/A"}]
["2014-07-23",75,57.445227719825162,{"$error":"#N/A"},{"$error":"#N/A"},{"$error":"#N/A"},{"$error":"#N/A"},{"$error":"#N/A"},{"$error":"#N/A"},{"$error":"#N/A"},{"$error":"#N/A"},{"$error":"#N/A"},null,{"$error":"#N/A"},57.445227719825162,{"$error":"#N/A"},{"$error":"#N/A"},{"$error":"#N/A"}]
["2014-07-24",56,{"$error":"#N/A"},57.237838446182408,{"$error":"#N/A"},{"$error":"#N/A"},{"$error":"#N/A"},{"$error":"#N/A"},{"$error":"#N/A"},{"$error":"#N/A"},{"$error":"#N/A"},{"$error":"#N/A"},null,{"$error":"#N/A"},57.237838446182408,{"$error":"#N/A"},{"$error":"#N/A"},{"$error":"#N/A"}]
["2014-07-24",56,{"$error":"#N/A"},57.801671239864994,{"$error":"#N/A"},{"$error":"#N/A"},{"$error":"#N/A"},{"$error":"#N/A"},{"$error":"#N/A"},{"$error":"#N/A"},{"$error":"#N/A"},{"$error":"#N/A"},null,{"$error":"#N/A"},57.801671239864994,{"$error":"#N/A"},{"$error":"#N/A"},{"$error":"#N/A"}]
["2014-08-19",105,{"$error":"#N/A"},60.435827572850741,{"$error":"#N/A"},{"$error":"#N/A"},{"$error":"#N/A"},{"$error":"#N/A"},{"$error":"#N/A"},{"$error":"#N/A"},{"$error":"#N/A"},{"$error":"#N/A"},null,{"$error":"#N/A"},60.435827572850741,{"$error":"#N/A"},{"$error":"#N/A"},{"$error":"#N/A"}]
["2014-08-25",60,{"$error":"#N/A"},60.413994299557807,{"$error":"#N/A"},{"$error":"#N/A"},{"$error":"#N/A"},{"$error":"#N/A"},{"$error":"#N/A"},{"$error":"#N/A"},{"$error":"#N/A"},{"$error":"#N/A"},null,{"$error":"#N/A"},60.413994299557807,{"$error":"#N/A"},{"$error":"#N/A"},{"$error":"#N/A"}]
["2014-09-03",60,50.300759013700436,{"$error":"#N/A"},{"$error":"#N/A"},{"$error":"#N/A"},{"$error":"#N/A"},{"$error":"#N/A"},{"$error":"#N/A"},{"$error":"#N/A"},{"$error":"#N/A"},{"$error":"#N/A"},null,{"$error":"#N/A"},50.300759013700436,{"$error":"#N/A"},{"$error":"#N/A"},{"$error":"#N/A"}]
["2014-09-04",120,{"$error":"#N/A"},55.602064898828651,{"$error":"#N/A"},{"$error":"#N/A"},{"$error":"#N/A"},{"$error":"#N/A"},{"$error":"#N/A"},{"$error":"#N/A"},{"$error":"#N/A"},{"$error":"#N/A"},null,{"$error":"#N/A"},55.602064898828651,{"$error":"#N/A"},{"$error":"#N/A"},{"$error":"#N/A"}]
["2014-09-04",52,{"$error":"#N/A"},46.394199879092604,{"$error":"#N/A"},{"$error":"#N/A"},{"$error":"#N/A"},{"$error":"#N/A"},{"$error":"#N/A"},{"$error":"#N/A"},{"$error":"#N/A"},{"$error":"#N/A"},null,{"$error":"#N/A"},46.394199879092604,{"$error":"#N/A"},{"$error":"#N/A"},{"$error":"#N/A"}]
["2014-10-03",30,59.119498661006418,{"$error":"#N/A"},{"$error":"#N/A"},{"$error":"#N/A"},{"$error":"#N/A"},{"$error":"#N/A"},{"$error":"#N/A"},{"$error":"#N/A"},{"$error":"#N/A"},{"$error":"#N/A"},null,{"$error":"#N/A"},59.119498661006418,{"$error":"#N/A"},{"$error":"#N/A"},{"$error":"#N/A"}]
["2014-10-08",103,{"$error":"#N/A"},{"$error":"#N/A"},{"$error":"#N/A"},{"$error":"#N/A"},{"$error":"#N/A"},{"$error":"#N/A"},{"$error":"#N/A"},{"$error":"#N/A"},57.739825309035687,{"$error":"#N/A"},null,{"$error":"#N/A"},{"$error":"#N/A"},{"$error":"#N/A"},{"$error":"#N/A"},57.739825309035687]
["2014-10-08",101.3,{"$error":"#N/A"},{"$error":"#N/A"},{"$error":"#N/A"},{"$error":"#N/A"},{"$error":"#N/A"},{"$error":"#N/A"},{"$error":"#N/A"},{"$error":"#N/A"},52.771120878494436,{"$error":"#N/A"},null,{"$error":"#N/A"},{"$error":"#N/A"},{"$error":"#N/A"},{"$error":"#N/A"},52.771120878494436]
["2014-10-08",80,{"$error":"#N/A"},{"$error":"#N/A"},{"$error":"#N/A"},{"$error":"#N/A"},{"$error":"#N/A"},{"$error":"#N/A"},{"$error":"#N/A"},{"$error":"#N/A"},59.677318061680054,{"$error":"#N/A"},null,{"$error":"#N/A"},{"$error":"#N/A"},{"$error":"#N/A"},{"$error":"#N/A"},59.677318061680054]
["2014-10-08",76.5,{"$error":"#N/A"},{"$error":"#N/A"},{"$error":"#N/A"},{"$error":"#N/A"},{"$error":"#N/A"},{"$error":"#N/A"},{"$error":"#N/A"},{"$error":"#N/A"},53.480099150466707,{"$error":"#N/A"},null,{"$error":"#N/A"},{"$error":"#N/A"},{"$error":"#N/A"},{"$error":"#N/A"},53.480099150466707]
["2014-10-08",51,{"$error":"#N/A"},{"$error":"#N/A"},{"$error":"#N/A"},{"$error":"#N/A"},{"$error":"#N/A"},{"$error":"#N/A"},{"$error":"#N/A"},{"$error":"#N/A"},53.536803141567646,{"$error":"#N/A"},null,{"$error":"#N/A"},{"$error":"#N/A"},{"$error":"#N/A"},{"$error":"#N/A"},53.536803141567646]
["2014-10-08",30,{"$error":"#N/A"},{"$error":"#N/A"},{"$error":"#N/A"},{"$error":"#N/A"},{"$error":"#N/A"},{"$error":"#N/A"},{"$error":"#N/A"},{"$error":"#N/A"},57.161714082591537,{"$error":"#N/A"},null,{"$error":"#N/A"},{"$error":"#N/A"},{"$error":"#N/A"},{"$error":"#N/A"},57.161714082591537]
["2014-10-20",40,56.493812622583903,{"$error":"#N/A"},{"$error":"#N/A"},{"$error":"#N/A"},{"$error":"#N/A"},{"$error":"#N/A"},{"$error":"#N/A"},{"$error":"#N/A"},{"$error":"#N/A"},{"$error":"#N/A"},null,{"$error":"#N/A"},56.493812622583903,{"$error":"#N/A"},{"$error":"#N/A"},{"$error":"#N/A"}]
["2014-10-21",11.4,61.907402122835911,{"$error":"#N/A"},{"$error":"#N/A"},{"$error":"#N/A"},{"$error":"#N/A"},{"$error":"#N/A"},{"$error":"#N/A"},{"$error":"#N/A"},{"$error":"#N/A"},{"$error":"#N/A"},null,{"$error":"#N/A"},61.907402122835911,{"$error":"#N/A"},{"$error":"#N/A"},{"$error":"#N/A"}]
["2014-10-22",20,56.284968605507231,{"$error":"#N/A"},{"$error":"#N/A"},{"$error":"#N/A"},{"$error":"#N/A"},{"$error":"#N/A"},{"$error":"#N/A"},{"$error":"#N/A"},{"$error":"#N/A"},{"$error":"#N/A"},null,{"$error":"#N/A"},56.284968605507231,{"$error":"#N/A"},{"$error":"#N/A"},{"$error":"#N/A"}]
["2014-10-22",20,56.284968605507231,{"$error":"#N/A"},{"$error":"#N/A"},{"$error":"#N/A"},{"$error":"#N/A"},{"$error":"#N/A"},{"$error":"#N/A"},{"$error":"#N/A"},{"$error":"#N/A"},{"$error":"#N/A"},null,{"$error":"#N/A"},56.284968605507231,{"$error":"#N/A"},{"$error":"#N/A"},{"$error":"#N/A"}]
["2014-10-22",20,56.284968605507231,{"$error":"#N/A"},{"$error":"#N/A"},{"$error":"#N/A"},{"$error":"#N/A"},{"$error":"#N/A"},{"$error":"#N/A"},{"$error":"#N/A"},{"$error":"#N/A"},{"$error":"#N/A"},null,{"$error":"#N/A"},56.284968605507231,{"$error":"#N/A"},{"$error":"#N/A"},{"$error":"#N/A"}]
["2014-10-22",20,49.75052347232684,{"$error":"#N/A"},{"$error":"#N/A"},{"$error":"#N/A"},{"$error":"#N/A"},{"$error":"#N/A"},{"$error":"#N/A"},{"$error":"#N/A"},{"$error":"#N/A"},{"$error":"#N/A"},null,{"$error":"#N/A"},49.75052347232684,{"$error":"#N/A"},{"$error":"#N/A"},{"$error":"#N/A"}]
["2014-10-22",19.5,64.205975300163885,{"$error":"#N/A"},{"$error":"#N/A"},{"$error":"#N/A"},{"$error":"#N/A"},{"$error":"#N/A"},{"$error":"#N/A"},{"$error":"#N/A"},{"$error":"#N/A"},{"$error":"#N/A"},null,{"$error":"#N/A"},64.205975300163885,{"$error":"#N/A"},{"$error":"#N/A"},{"$error":"#N/A"}]
["2014-10-22",19.5,64.221962843814296,{"$error":"#N/A"},{"$error":"#N/A"},{"$error":"#N/A"},{"$error":"#N/A"},{"$error":"#N/A"},{"$error":"#N/A"},{"$error":"#N/A"},{"$error":"#N/A"},{"$error":"#N/A"},null,{"$error":"#N/A"},64.221962843814296,{"$error":"#N/A"},{"$error":"#N/A"},{"$error":"#N/A"}]
["2014-10-22",15,56.284968605507231,{"$error":"#N/A"},{"$error":"#N/A"},{"$error":"#N/A"},{"$error":"#N/A"},{"$error":"#N/A"},{"$error":"#N/A"},{"$error":"#N/A"},{"$error":"#N/A"},{"$error":"#N/A"},null,{"$error":"#N/A"},56.284968605507231,{"$error":"#N/A"},{"$error":"#N/A"},{"$error":"#N/A"}]
["2014-10-22",14.7,66.204418256468799,{"$error":"#N/A"},{"$error":"#N/A"},{"$error":"#N/A"},{"$error":"#N/A"},{"$error":"#N/A"},{"$error":"#N/A"},{"$error":"#N/A"},{"$error":"#N/A"},{"$error":"#N/A"},null,{"$error":"#N/A"},66.204418256468799,{"$error":"#N/A"},{"$error":"#N/A"},{"$error":"#N/A"}]
["2014-10-24",100,{"$error":"#N/A"},{"$error":"#N/A"},66.358400650790671,{"$error":"#N/A"},{"$error":"#N/A"},{"$error":"#N/A"},{"$error":"#N/A"},{"$error":"#N/A"},{"$error":"#N/A"},{"$error":"#N/A"},null,{"$error":"#N/A"},{"$error":"#N/A"},66.358400650790671,{"$error":"#N/A"},{"$error":"#N/A"}]
["2014-11-07",50,{"$error":"#N/A"},{"$error":"#N/A"},{"$error":"#N/A"},{"$error":"#N/A"},{"$error":"#N/A"},{"$error":"#N/A"},{"$error":"#N/A"},{"$error":"#N/A"},70.538122536140165,{"$error":"#N/A"},null,{"$error":"#N/A"},{"$error":"#N/A"},{"$error":"#N/A"},{"$error":"#N/A"},70.538122536140165]
["2014-11-07",40,{"$error":"#N/A"},{"$error":"#N/A"},{"$error":"#N/A"},{"$error":"#N/A"},{"$error":"#N/A"},{"$error":"#N/A"},{"$error":"#N/A"},{"$error":"#N/A"},70.538122536140165,{"$error":"#N/A"},null,{"$error":"#N/A"},{"$error":"#N/A"},{"$error":"#N/A"},{"$error":"#N/A"},70.538122536140165]
["2014-11-13",30,{"$error":"#N/A"},61.572303047617183,{"$error":"#N/A"},{"$error":"#N/A"},{"$error":"#N/A"},{"$error":"#N/A"},{"$error":"#N/A"},{"$error":"#N/A"},{"$error":"#N/A"},{"$error":"#N/A"},null,{"$error":"#N/A"},61.572303047617183,{"$error":"#N/A"},{"$error":"#N/A"},{"$error":"#N/A"}]
["2014-11-18",45,{"$error":"#N/A"},48.830035442316934,{"$error":"#N/A"},{"$error":"#N/A"},{"$error":"#N/A"},{"$error":"#N/A"},{"$error":"#N/A"},{"$error":"#N/A"},{"$error":"#N/A"},{"$error":"#N/A"},null,{"$error":"#N/A"},48.830035442316934,{"$error":"#N/A"},{"$error":"#N/A"},{"$error":"#N/A"}]
["2014-12-09",130,59.057242591198218,{"$error":"#N/A"},{"$error":"#N/A"},{"$error":"#N/A"},{"$error":"#N/A"},{"$error":"#N/A"},{"$error":"#N/A"},{"$error":"#N/A"},{"$error":"#N/A"},{"$error":"#N/A"},null,{"$error":"#N/A"},59.057242591198218,{"$error":"#N/A"},{"$error":"#N/A"},{"$error":"#N/A"}]
["2015-02-01",80,{"$error":"#N/A"},{"$error":"#N/A"},{"$error":"#N/A"},{"$error":"#N/A"},{"$error":"#N/A"},{"$error":"#N/A"},{"$error":"#N/A"},{"$error":"#N/A"},57.600630794613295,{"$error":"#N/A"},null,{"$error":"#N/A"},{"$error":"#N/A"},{"$error":"#N/A"},{"$error":"#N/A"},57.600630794613295]
["2015-03-02",25,{"$error":"#N/A"},{"$error":"#N/A"},{"$error":"#N/A"},42.28745952619294,{"$error":"#N/A"},{"$error":"#N/A"},{"$error":"#N/A"},{"$error":"#N/A"},{"$error":"#N/A"},{"$error":"#N/A"},null,{"$error":"#N/A"},{"$error":"#N/A"},42.28745952619294,{"$error":"#N/A"},{"$error":"#N/A"}]
["2015-03-02",6,{"$error":"#N/A"},{"$error":"#N/A"},{"$error":"#N/A"},{"$error":"#N/A"},{"$error":"#N/A"},{"$error":"#N/A"},{"$error":"#N/A"},{"$error":"#N/A"},101.09010539785217,{"$error":"#N/A"},null,{"$error":"#N/A"},{"$error":"#N/A"},{"$error":"#N/A"},{"$error":"#N/A"},101.09010539785217]
["2015-03-03",62.25,{"$error":"#N/A"},{"$error":"#N/A"},62.332700687839001,{"$error":"#N/A"},{"$error":"#N/A"},{"$error":"#N/A"},{"$error":"#N/A"},{"$error":"#N/A"},{"$error":"#N/A"},{"$error":"#N/A"},null,{"$error":"#N/A"},{"$error":"#N/A"},62.332700687839001,{"$error":"#N/A"},{"$error":"#N/A"}]
["2015-03-04",70,{"$error":"#N/A"},{"$error":"#N/A"},{"$error":"#N/A"},37.458763505044814,{"$error":"#N/A"},{"$error":"#N/A"},{"$error":"#N/A"},{"$error":"#N/A"},{"$error":"#N/A"},{"$error":"#N/A"},null,{"$error":"#N/A"},{"$error":"#N/A"},37.458763505044814,{"$error":"#N/A"},{"$error":"#N/A"}]
["2015-03-04",70,{"$error":"#N/A"},{"$error":"#N/A"},{"$error":"#N/A"},37.935103326056911,{"$error":"#N/A"},{"$error":"#N/A"},{"$error":"#N/A"},{"$error":"#N/A"},{"$error":"#N/A"},{"$error":"#N/A"},null,{"$error":"#N/A"},{"$error":"#N/A"},37.935103326056911,{"$error":"#N/A"},{"$error":"#N/A"}]
["2015-03-05",10.5,83.888269051173253,{"$error":"#N/A"},{"$error":"#N/A"},{"$error":"#N/A"},{"$error":"#N/A"},{"$error":"#N/A"},{"$error":"#N/A"},{"$error":"#N/A"},{"$error":"#N/A"},{"$error":"#N/A"},null,{"$error":"#N/A"},83.888269051173253,{"$error":"#N/A"},{"$error":"#N/A"},{"$error":"#N/A"}]
["2015-03-23",20,68.103525983807629,{"$error":"#N/A"},{"$error":"#N/A"},{"$error":"#N/A"},{"$error":"#N/A"},{"$error":"#N/A"},{"$error":"#N/A"},{"$error":"#N/A"},{"$error":"#N/A"},{"$error":"#N/A"},null,{"$error":"#N/A"},68.103525983807629,{"$error":"#N/A"},{"$error":"#N/A"},{"$error":"#N/A"}]
["2015-03-25",30,{"$error":"#N/A"},47.094906283521681,{"$error":"#N/A"},{"$error":"#N/A"},{"$error":"#N/A"},{"$error":"#N/A"},{"$error":"#N/A"},{"$error":"#N/A"},{"$error":"#N/A"},{"$error":"#N/A"},null,{"$error":"#N/A"},47.094906283521681,{"$error":"#N/A"},{"$error":"#N/A"},{"$error":"#N/A"}]
["2015-04-03",81,{"$error":"#N/A"},{"$error":"#N/A"},47.40774316126852,{"$error":"#N/A"},{"$error":"#N/A"},{"$error":"#N/A"},{"$error":"#N/A"},{"$error":"#N/A"},{"$error":"#N/A"},{"$error":"#N/A"},null,{"$error":"#N/A"},{"$error":"#N/A"},47.40774316126852,{"$error":"#N/A"},{"$error":"#N/A"}]
["2015-04-03",54,45.326870679638063,{"$error":"#N/A"},{"$error":"#N/A"},{"$error":"#N/A"},{"$error":"#N/A"},{"$error":"#N/A"},{"$error":"#N/A"},{"$error":"#N/A"},{"$error":"#N/A"},{"$error":"#N/A"},null,{"$error":"#N/A"},45.326870679638063,{"$error":"#N/A"},{"$error":"#N/A"},{"$error":"#N/A"}]
["2015-04-14",6.8,63.489127014754814,{"$error":"#N/A"},{"$error":"#N/A"},{"$error":"#N/A"},{"$error":"#N/A"},{"$error":"#N/A"},{"$error":"#N/A"},{"$error":"#N/A"},{"$error":"#N/A"},{"$error":"#N/A"},null,{"$error":"#N/A"},63.489127014754814,{"$error":"#N/A"},{"$error":"#N/A"},{"$error":"#N/A"}]
["2015-04-17",20,52.965297415203587,{"$error":"#N/A"},{"$error":"#N/A"},{"$error":"#N/A"},{"$error":"#N/A"},{"$error":"#N/A"},{"$error":"#N/A"},{"$error":"#N/A"},{"$error":"#N/A"},{"$error":"#N/A"},null,{"$error":"#N/A"},52.965297415203587,{"$error":"#N/A"},{"$error":"#N/A"},{"$error":"#N/A"}]
["2015-04-30",52,{"$error":"#N/A"},{"$error":"#N/A"},{"$error":"#N/A"},{"$error":"#N/A"},{"$error":"#N/A"},{"$error":"#N/A"},{"$error":"#N/A"},{"$error":"#N/A"},59.722529013623841,{"$error":"#N/A"},null,{"$error":"#N/A"},{"$error":"#N/A"},{"$error":"#N/A"},{"$error":"#N/A"},59.722529013623841]
["2015-04-30",50.6,{"$error":"#N/A"},{"$error":"#N/A"},{"$error":"#N/A"},{"$error":"#N/A"},{"$error":"#N/A"},{"$error":"#N/A"},{"$error":"#N/A"},{"$error":"#N/A"},44.735214561102765,{"$error":"#N/A"},null,{"$error":"#N/A"},{"$error":"#N/A"},{"$error":"#N/A"},{"$error":"#N/A"},44.735214561102765]
["2015-05-27",4.9000000000000004,{"$error":"#N/A"},{"$error":"#N/A"},{"$error":"#N/A"},{"$error":"#N/A"},{"$error":"#N/A"},{"$error":"#N/A"},{"$error":"#N/A"},{"$error":"#N/A"},66.610994609562795,{"$error":"#N/A"},null,{"$error":"#N/A"},{"$error":"#N/A"},{"$error":"#N/A"},{"$error":"#N/A"},66.610994609562795]
["2015-06-01",3.6,{"$error":"#N/A"},{"$error":"#N/A"},{"$error":"#N/A"},74.008822429787401,{"$error":"#N/A"},{"$error":"#N/A"},{"$error":"#N/A"},{"$error":"#N/A"},{"$error":"#N/A"},{"$error":"#N/A"},null,{"$error":"#N/A"},{"$error":"#N/A"},74.008822429787401,{"$error":"#N/A"},{"$error":"#N/A"}]
["2015-06-05",100,{"$error":"#N/A"},41.944134525586627,{"$error":"#N/A"},{"$error":"#N/A"},{"$error":"#N/A"},{"$error":"#N/A"},{"$error":"#N/A"},{"$error":"#N/A"},{"$error":"#N/A"},{"$error":"#N/A"},null,{"$error":"#N/A"},41.944134525586627,{"$error":"#N/A"},{"$error":"#N/A"},{"$error":"#N/A"}]
["2015-06-09",80,{"$error":"#N/A"},{"$error":"#N/A"},{"$error":"#N/A"},{"$error":"#N/A"},{"$error":"#N/A"},67.583307312300008,{"$error":"#N/A"},{"$error":"#N/A"},{"$error":"#N/A"},{"$error":"#N/A"},null,{"$error":"#N/A"},{"$error":"#N/A"},{"$error":"#N/A"},67.583307312300008,{"$error":"#N/A"}]
["2015-06-19",100,{"$error":"#N/A"},44.134615754345361,{"$error":"#N/A"},{"$error":"#N/A"},{"$error":"#N/A"},{"$error":"#N/A"},{"$error":"#N/A"},{"$error":"#N/A"},{"$error":"#N/A"},{"$error":"#N/A"},null,{"$error":"#N/A"},44.134615754345361,{"$error":"#N/A"},{"$error":"#N/A"},{"$error":"#N/A"}]
["2015-06-23",46,{"$error":"#N/A"},49.033058139570798,{"$error":"#N/A"},{"$error":"#N/A"},{"$error":"#N/A"},{"$error":"#N/A"},{"$error":"#N/A"},{"$error":"#N/A"},{"$error":"#N/A"},{"$error":"#N/A"},null,{"$error":"#N/A"},49.033058139570798,{"$error":"#N/A"},{"$error":"#N/A"},{"$error":"#N/A"}]
["2015-06-25",100.815,54.667308533996064,{"$error":"#N/A"},{"$error":"#N/A"},{"$error":"#N/A"},{"$error":"#N/A"},{"$error":"#N/A"},{"$error":"#N/A"},{"$error":"#N/A"},{"$error":"#N/A"},{"$error":"#N/A"},null,{"$error":"#N/A"},54.667308533996064,{"$error":"#N/A"},{"$error":"#N/A"},{"$error":"#N/A"}]
["2015-06-30",7.06,{"$error":"#N/A"},{"$error":"#N/A"},{"$error":"#N/A"},{"$error":"#N/A"},{"$error":"#N/A"},{"$error":"#N/A"},{"$error":"#N/A"},{"$error":"#N/A"},61.052519690941047,{"$error":"#N/A"},null,{"$error":"#N/A"},{"$error":"#N/A"},{"$error":"#N/A"},{"$error":"#N/A"},61.052519690941047]
["2015-07-01",27.6,{"$error":"#N/A"},{"$error":"#N/A"},{"$error":"#N/A"},{"$error":"#N/A"},{"$error":"#N/A"},{"$error":"#N/A"},{"$error":"#N/A"},{"$error":"#N/A"},{"$error":"#N/A"},130.3379195325974,null,130.3379195325974,{"$error":"#N/A"},{"$error":"#N/A"},{"$error":"#N/A"},{"$error":"#N/A"}]
["2015-07-01",20,{"$error":"#N/A"},{"$error":"#N/A"},65.787773692141485,{"$error":"#N/A"},{"$error":"#N/A"},{"$error":"#N/A"},{"$error":"#N/A"},{"$error":"#N/A"},{"$error":"#N/A"},{"$error":"#N/A"},null,{"$error":"#N/A"},{"$error":"#N/A"},65.787773692141485,{"$error":"#N/A"},{"$error":"#N/A"}]
["2015-07-01",13,{"$error":"#N/A"},{"$error":"#N/A"},{"$error":"#N/A"},{"$error":"#N/A"},{"$error":"#N/A"},{"$error":"#N/A"},{"$error":"#N/A"},{"$error":"#N/A"},63.828030799805845,{"$error":"#N/A"},null,{"$error":"#N/A"},{"$error":"#N/A"},{"$error":"#N/A"},{"$error":"#N/A"},63.828030799805845]
["2015-07-15",125,51.949427114259713,{"$error":"#N/A"},{"$error":"#N/A"},{"$error":"#N/A"},{"$error":"#N/A"},{"$error":"#N/A"},{"$error":"#N/A"},{"$error":"#N/A"},{"$error":"#N/A"},{"$error":"#N/A"},null,{"$error":"#N/A"},51.949427114259713,{"$error":"#N/A"},{"$error":"#N/A"},{"$error":"#N/A"}]
["2015-07-16",150,48.894875077160599,{"$error":"#N/A"},{"$error":"#N/A"},{"$error":"#N/A"},{"$error":"#N/A"},{"$error":"#N/A"},{"$error":"#N/A"},{"$error":"#N/A"},{"$error":"#N/A"},{"$error":"#N/A"},null,{"$error":"#N/A"},48.894875077160599,{"$error":"#N/A"},{"$error":"#N/A"},{"$error":"#N/A"}]
["2015-07-21",20,{"$error":"#N/A"},{"$error":"#N/A"},{"$error":"#N/A"},{"$error":"#N/A"},{"$error":"#N/A"},{"$error":"#N/A"},{"$error":"#N/A"},{"$error":"#N/A"},46.301790704643444,{"$error":"#N/A"},null,{"$error":"#N/A"},{"$error":"#N/A"},{"$error":"#N/A"},{"$error":"#N/A"},46.301790704643444]
["2015-08-05",30,{"$error":"#N/A"},45.015431742091714,{"$error":"#N/A"},{"$error":"#N/A"},{"$error":"#N/A"},{"$error":"#N/A"},{"$error":"#N/A"},{"$error":"#N/A"},{"$error":"#N/A"},{"$error":"#N/A"},null,{"$error":"#N/A"},45.015431742091714,{"$error":"#N/A"},{"$error":"#N/A"},{"$error":"#N/A"}]
["2015-08-09",30,{"$error":"#N/A"},41.037667287295541,{"$error":"#N/A"},{"$error":"#N/A"},{"$error":"#N/A"},{"$error":"#N/A"},{"$error":"#N/A"},{"$error":"#N/A"},{"$error":"#N/A"},{"$error":"#N/A"},null,{"$error":"#N/A"},41.037667287295541,{"$error":"#N/A"},{"$error":"#N/A"},{"$error":"#N/A"}]
["2015-08-12",10,50.141477338304576,{"$error":"#N/A"},{"$error":"#N/A"},{"$error":"#N/A"},{"$error":"#N/A"},{"$error":"#N/A"},{"$error":"#N/A"},{"$error":"#N/A"},{"$error":"#N/A"},{"$error":"#N/A"},null,{"$error":"#N/A"},50.141477338304576,{"$error":"#N/A"},{"$error":"#N/A"},{"$error":"#N/A"}]
["2015-08-16",10,50.141477338304576,{"$error":"#N/A"},{"$error":"#N/A"},{"$error":"#N/A"},{"$error":"#N/A"},{"$error":"#N/A"},{"$error":"#N/A"},{"$error":"#N/A"},{"$error":"#N/A"},{"$error":"#N/A"},null,{"$error":"#N/A"},50.141477338304576,{"$error":"#N/A"},{"$error":"#N/A"},{"$error":"#N/A"}]
["2015-08-28",150,{"$error":"#N/A"},51.021198302627944,{"$error":"#N/A"},{"$error":"#N/A"},{"$error":"#N/A"},{"$error":"#N/A"},{"$error":"#N/A"},{"$error":"#N/A"},{"$error":"#N/A"},{"$error":"#N/A"},null,{"$error":"#N/A"},51.021198302627944,{"$error":"#N/A"},{"$error":"#N/A"},{"$error":"#N/A"}]
["2015-09-03",10.88,{"$error":"#N/A"},74.94414326883394,{"$error":"#N/A"},{"$error":"#N/A"},{"$error":"#N/A"},{"$error":"#N/A"},{"$error":"#N/A"},{"$error":"#N/A"},{"$error":"#N/A"},{"$error":"#N/A"},null,{"$error":"#N/A"},74.94414326883394,{"$error":"#N/A"},{"$error":"#N/A"},{"$error":"#N/A"}]
["2015-09-23",52,{"$error":"#N/A"},{"$error":"#N/A"},43.262990790301664,{"$error":"#N/A"},{"$error":"#N/A"},{"$error":"#N/A"},{"$error":"#N/A"},{"$error":"#N/A"},{"$error":"#N/A"},{"$error":"#N/A"},null,{"$error":"#N/A"},{"$error":"#N/A"},43.262990790301664,{"$error":"#N/A"},{"$error":"#N/A"}]
["2015-09-23",52,{"$error":"#N/A"},{"$error":"#N/A"},{"$error":"#N/A"},{"$error":"#N/A"},{"$error":"#N/A"},{"$error":"#N/A"},{"$error":"#N/A"},{"$error":"#N/A"},46.990511788790016,{"$error":"#N/A"},null,{"$error":"#N/A"},{"$error":"#N/A"},{"$error":"#N/A"},{"$error":"#N/A"},46.990511788790016]
["2015-09-24",25,{"$error":"#N/A"},41.174060435802566,{"$error":"#N/A"},{"$error":"#N/A"},{"$error":"#N/A"},{"$error":"#N/A"},{"$error":"#N/A"},{"$error":"#N/A"},{"$error":"#N/A"},{"$error":"#N/A"},null,{"$error":"#N/A"},41.174060435802566,{"$error":"#N/A"},{"$error":"#N/A"},{"$error":"#N/A"}]
["2015-09-28",71.400000000000006,{"$error":"#N/A"},19.778630902171695,{"$error":"#N/A"},{"$error":"#N/A"},{"$error":"#N/A"},{"$error":"#N/A"},{"$error":"#N/A"},{"$error":"#N/A"},{"$error":"#N/A"},{"$error":"#N/A"},null,{"$error":"#N/A"},19.778630902171695,{"$error":"#N/A"},{"$error":"#N/A"},{"$error":"#N/A"}]
["2015-09-28",46.2,{"$error":"#N/A"},19.778630902171695,{"$error":"#N/A"},{"$error":"#N/A"},{"$error":"#N/A"},{"$error":"#N/A"},{"$error":"#N/A"},{"$error":"#N/A"},{"$error":"#N/A"},{"$error":"#N/A"},null,{"$error":"#N/A"},19.778630902171695,{"$error":"#N/A"},{"$error":"#N/A"},{"$error":"#N/A"}]
["2015-10-01",170,{"$error":"#N/A"},{"$error":"#N/A"},{"$error":"#N/A"},{"$error":"#N/A"},33.477572124902736,{"$error":"#N/A"},{"$error":"#N/A"},{"$error":"#N/A"},{"$error":"#N/A"},{"$error":"#N/A"},null,{"$error":"#N/A"},{"$error":"#N/A"},33.477572124902736,{"$error":"#N/A"},{"$error":"#N/A"}]
["2015-10-01",146,{"$error":"#N/A"},{"$error":"#N/A"},{"$error":"#N/A"},{"$error":"#N/A"},{"$error":"#N/A"},{"$error":"#N/A"},{"$error":"#N/A"},{"$error":"#N/A"},57.924836416673124,{"$error":"#N/A"},null,{"$error":"#N/A"},{"$error":"#N/A"},{"$error":"#N/A"},{"$error":"#N/A"},57.924836416673124]
["2015-10-01",118.5,{"$error":"#N/A"},{"$error":"#N/A"},{"$error":"#N/A"},{"$error":"#N/A"},36.023112379555428,{"$error":"#N/A"},{"$error":"#N/A"},{"$error":"#N/A"},{"$error":"#N/A"},{"$error":"#N/A"},null,{"$error":"#N/A"},{"$error":"#N/A"},36.023112379555428,{"$error":"#N/A"},{"$error":"#N/A"}]
["2015-10-08",55,49.010809364136549,{"$error":"#N/A"},{"$error":"#N/A"},{"$error":"#N/A"},{"$error":"#N/A"},{"$error":"#N/A"},{"$error":"#N/A"},{"$error":"#N/A"},{"$error":"#N/A"},{"$error":"#N/A"},null,{"$error":"#N/A"},49.010809364136549,{"$error":"#N/A"},{"$error":"#N/A"},{"$error":"#N/A"}]
["2015-10-09",154.27199999999999,42.594166446248039,{"$error":"#N/A"},{"$error":"#N/A"},{"$error":"#N/A"},{"$error":"#N/A"},{"$error":"#N/A"},{"$error":"#N/A"},{"$error":"#N/A"},{"$error":"#N/A"},{"$error":"#N/A"},null,{"$error":"#N/A"},42.594166446248039,{"$error":"#N/A"},{"$error":"#N/A"},{"$error":"#N/A"}]
["2015-11-05",85,51.509220855443289,{"$error":"#N/A"},{"$error":"#N/A"},{"$error":"#N/A"},{"$error":"#N/A"},{"$error":"#N/A"},{"$error":"#N/A"},{"$error":"#N/A"},{"$error":"#N/A"},{"$error":"#N/A"},null,{"$error":"#N/A"},51.509220855443289,{"$error":"#N/A"},{"$error":"#N/A"},{"$error":"#N/A"}]
["2015-11-06",54,44.588438658721486,{"$error":"#N/A"},{"$error":"#N/A"},{"$error":"#N/A"},{"$error":"#N/A"},{"$error":"#N/A"},{"$error":"#N/A"},{"$error":"#N/A"},{"$error":"#N/A"},{"$error":"#N/A"},null,{"$error":"#N/A"},44.588438658721486,{"$error":"#N/A"},{"$error":"#N/A"},{"$error":"#N/A"}]
["2015-11-09",72,{"$error":"#N/A"},{"$error":"#N/A"},{"$error":"#N/A"},{"$error":"#N/A"},{"$error":"#N/A"},{"$error":"#N/A"},{"$error":"#N/A"},{"$error":"#N/A"},38.427662113827445,{"$error":"#N/A"},null,{"$error":"#N/A"},{"$error":"#N/A"},{"$error":"#N/A"},{"$error":"#N/A"},38.427662113827445]
["2015-11-10",30,{"$error":"#N/A"},{"$error":"#N/A"},{"$error":"#N/A"},{"$error":"#N/A"},43.767792548438244,{"$error":"#N/A"},{"$error":"#N/A"},{"$error":"#N/A"},{"$error":"#N/A"},{"$error":"#N/A"},null,{"$error":"#N/A"},{"$error":"#N/A"},43.767792548438244,{"$error":"#N/A"},{"$error":"#N/A"}]
["2015-11-20",86,{"$error":"#N/A"},43.98172496666524,{"$error":"#N/A"},{"$error":"#N/A"},{"$error":"#N/A"},{"$error":"#N/A"},{"$error":"#N/A"},{"$error":"#N/A"},{"$error":"#N/A"},{"$error":"#N/A"},null,{"$error":"#N/A"},43.98172496666524,{"$error":"#N/A"},{"$error":"#N/A"},{"$error":"#N/A"}]
["2015-11-30",50,{"$error":"#N/A"},46.098955607192714,{"$error":"#N/A"},{"$error":"#N/A"},{"$error":"#N/A"},{"$error":"#N/A"},{"$error":"#N/A"},{"$error":"#N/A"},{"$error":"#N/A"},{"$error":"#N/A"},null,{"$error":"#N/A"},46.098955607192714,{"$error":"#N/A"},{"$error":"#N/A"},{"$error":"#N/A"}]
["2015-12-17",90,{"$error":"#N/A"},41.818229045460882,{"$error":"#N/A"},{"$error":"#N/A"},{"$error":"#N/A"},{"$error":"#N/A"},{"$error":"#N/A"},{"$error":"#N/A"},{"$error":"#N/A"},{"$error":"#N/A"},null,{"$error":"#N/A"},41.818229045460882,{"$error":"#N/A"},{"$error":"#N/A"},{"$error":"#N/A"}]
["2015-12-18",20,51.162849398788495,{"$error":"#N/A"},{"$error":"#N/A"},{"$error":"#N/A"},{"$error":"#N/A"},{"$error":"#N/A"},{"$error":"#N/A"},{"$error":"#N/A"},{"$error":"#N/A"},{"$error":"#N/A"},null,{"$error":"#N/A"},51.162849398788495,{"$error":"#N/A"},{"$error":"#N/A"},{"$error":"#N/A"}]
["2015-12-18",20,51.093216616311146,{"$error":"#N/A"},{"$error":"#N/A"},{"$error":"#N/A"},{"$error":"#N/A"},{"$error":"#N/A"},{"$error":"#N/A"},{"$error":"#N/A"},{"$error":"#N/A"},{"$error":"#N/A"},null,{"$error":"#N/A"},51.093216616311146,{"$error":"#N/A"},{"$error":"#N/A"},{"$error":"#N/A"}]
["2015-12-18",20,51.141886988856733,{"$error":"#N/A"},{"$error":"#N/A"},{"$error":"#N/A"},{"$error":"#N/A"},{"$error":"#N/A"},{"$error":"#N/A"},{"$error":"#N/A"},{"$error":"#N/A"},{"$error":"#N/A"},null,{"$error":"#N/A"},51.141886988856733,{"$error":"#N/A"},{"$error":"#N/A"},{"$error":"#N/A"}]
["2015-12-18",20,50.756371673595154,{"$error":"#N/A"},{"$error":"#N/A"},{"$error":"#N/A"},{"$error":"#N/A"},{"$error":"#N/A"},{"$error":"#N/A"},{"$error":"#N/A"},{"$error":"#N/A"},{"$error":"#N/A"},null,{"$error":"#N/A"},50.756371673595154,{"$error":"#N/A"},{"$error":"#N/A"},{"$error":"#N/A"}]
["2016-01-06",26,29.293350022390079,{"$error":"#N/A"},{"$error":"#N/A"},{"$error":"#N/A"},{"$error":"#N/A"},{"$error":"#N/A"},{"$error":"#N/A"},{"$error":"#N/A"},{"$error":"#N/A"},{"$error":"#N/A"},null,{"$error":"#N/A"},29.293350022390079,{"$error":"#N/A"},{"$error":"#N/A"},{"$error":"#N/A"}]
["2016-04-12",20.399999999999999,{"$error":"#N/A"},{"$error":"#N/A"},{"$error":"#N/A"},{"$error":"#N/A"},{"$error":"#N/A"},{"$error":"#N/A"},{"$error":"#N/A"},{"$error":"#N/A"},45.569536485595599,{"$error":"#N/A"},null,{"$error":"#N/A"},{"$error":"#N/A"},{"$error":"#N/A"},{"$error":"#N/A"},45.569536485595599]
["2016-04-12",8.16,{"$error":"#N/A"},{"$error":"#N/A"},{"$error":"#N/A"},{"$error":"#N/A"},{"$error":"#N/A"},{"$error":"#N/A"},{"$error":"#N/A"},{"$error":"#N/A"},48.359508107162696,{"$error":"#N/A"},null,{"$error":"#N/A"},{"$error":"#N/A"},{"$error":"#N/A"},{"$error":"#N/A"},48.359508107162696]
["2016-05-19",100,{"$error":"#N/A"},34.67772775209999,{"$error":"#N/A"},{"$error":"#N/A"},{"$error":"#N/A"},{"$error":"#N/A"},{"$error":"#N/A"},{"$error":"#N/A"},{"$error":"#N/A"},{"$error":"#N/A"},null,{"$error":"#N/A"},34.67772775209999,{"$error":"#N/A"},{"$error":"#N/A"},{"$error":"#N/A"}]
["2016-08-04",20,41.140252095784604,{"$error":"#N/A"},{"$error":"#N/A"},{"$error":"#N/A"},{"$error":"#N/A"},{"$error":"#N/A"},{"$error":"#N/A"},{"$error":"#N/A"},{"$error":"#N/A"},{"$error":"#N/A"},null,{"$error":"#N/A"},41.140252095784604,{"$error":"#N/A"},{"$error":"#N/A"},{"$error":"#N/A"}]
["2016-08-26",60,{"$error":"#N/A"},{"$error":"#N/A"},{"$error":"#N/A"},{"$error":"#N/A"},{"$error":"#N/A"},51.742532229059023,{"$error":"#N/A"},{"$error":"#N/A"},{"$error":"#N/A"},{"$error":"#N/A"},null,{"$error":"#N/A"},{"$error":"#N/A"},{"$error":"#N/A"},51.742532229059023,{"$error":"#N/A"}]
["2016-08-29",20,{"$error":"#N/A"},{"$error":"#N/A"},{"$error":"#N/A"},{"$error":"#N/A"},{"$error":"#N/A"},43.121074921820487,{"$error":"#N/A"},{"$error":"#N/A"},{"$error":"#N/A"},{"$error":"#N/A"},null,{"$error":"#N/A"},{"$error":"#N/A"},{"$error":"#N/A"},43.121074921820487,{"$error":"#N/A"}]
["2016-09-15",100,41.916756392770139,{"$error":"#N/A"},{"$error":"#N/A"},{"$error":"#N/A"},{"$error":"#N/A"},{"$error":"#N/A"},{"$error":"#N/A"},{"$error":"#N/A"},{"$error":"#N/A"},{"$error":"#N/A"},null,{"$error":"#N/A"},41.916756392770139,{"$error":"#N/A"},{"$error":"#N/A"},{"$error":"#N/A"}]
["2016-09-20",100,{"$error":"#N/A"},{"$error":"#N/A"},{"$error":"#N/A"},{"$error":"#N/A"},{"$error":"#N/A"},42.229509925432794,{"$error":"#N/A"},{"$error":"#N/A"},{"$error":"#N/A"},{"$error":"#N/A"},null,{"$error":"#N/A"},{"$error":"#N/A"},{"$error":"#N/A"},42.229509925432794,{"$error":"#N/A"}]
["2016-09-22",24.9,{"$error":"#N/A"},{"$error":"#N/A"},{"$error":"#N/A"},{"$error":"#N/A"},{"$error":"#N/A"},{"$error":"#N/A"},148.59216507300721,{"$error":"#N/A"},{"$error":"#N/A"},{"$error":"#N/A"},null,{"$error":"#N/A"},{"$error":"#N/A"},{"$error":"#N/A"},148.59216507300721,{"$error":"#N/A"}]
["2016-11-18",150,{"$error":"#N/A"},{"$error":"#N/A"},{"$error":"#N/A"},{"$error":"#N/A"},34.215656101061867,{"$error":"#N/A"},{"$error":"#N/A"},{"$error":"#N/A"},{"$error":"#N/A"},{"$error":"#N/A"},null,{"$error":"#N/A"},{"$error":"#N/A"},34.215656101061867,{"$error":"#N/A"},{"$error":"#N/A"}]
["2016-11-18",80,34.527728451375609,{"$error":"#N/A"},{"$error":"#N/A"},{"$error":"#N/A"},{"$error":"#N/A"},{"$error":"#N/A"},{"$error":"#N/A"},{"$error":"#N/A"},{"$error":"#N/A"},{"$error":"#N/A"},null,{"$error":"#N/A"},34.527728451375609,{"$error":"#N/A"},{"$error":"#N/A"},{"$error":"#N/A"}]
["2016-12-13",7.8,{"$error":"#N/A"},41.030388206814315,{"$error":"#N/A"},{"$error":"#N/A"},{"$error":"#N/A"},{"$error":"#N/A"},{"$error":"#N/A"},{"$error":"#N/A"},{"$error":"#N/A"},{"$error":"#N/A"},null,{"$error":"#N/A"},41.030388206814315,{"$error":"#N/A"},{"$error":"#N/A"},{"$error":"#N/A"}]
["2016-12-15",200,{"$error":"#N/A"},31.780265356808343,{"$error":"#N/A"},{"$error":"#N/A"},{"$error":"#N/A"},{"$error":"#N/A"},{"$error":"#N/A"},{"$error":"#N/A"},{"$error":"#N/A"},{"$error":"#N/A"},null,{"$error":"#N/A"},31.780265356808343,{"$error":"#N/A"},{"$error":"#N/A"},{"$error":"#N/A"}]
["2017-01-03",7.2,{"$error":"#N/A"},{"$error":"#N/A"},{"$error":"#N/A"},{"$error":"#N/A"},{"$error":"#N/A"},{"$error":"#N/A"},{"$error":"#N/A"},{"$error":"#N/A"},51.827858787554909,{"$error":"#N/A"},null,{"$error":"#N/A"},{"$error":"#N/A"},{"$error":"#N/A"},{"$error":"#N/A"},51.827858787554909]
["2017-01-12",45.9,{"$error":"#N/A"},{"$error":"#N/A"},{"$error":"#N/A"},{"$error":"#N/A"},{"$error":"#N/A"},{"$error":"#N/A"},{"$error":"#N/A"},{"$error":"#N/A"},{"$error":"#N/A"},90.244295980974869,null,90.244295980974869,{"$error":"#N/A"},{"$error":"#N/A"},{"$error":"#N/A"},{"$error":"#N/A"}]
["2017-01-12",14.7,{"$error":"#N/A"},{"$error":"#N/A"},{"$error":"#N/A"},{"$error":"#N/A"},{"$error":"#N/A"},{"$error":"#N/A"},{"$error":"#N/A"},{"$error":"#N/A"},{"$error":"#N/A"},98.622023783768952,null,98.622023783768952,{"$error":"#N/A"},{"$error":"#N/A"},{"$error":"#N/A"},{"$error":"#N/A"}]
["2017-01-17",60,39.191137067944162,{"$error":"#N/A"},{"$error":"#N/A"},{"$error":"#N/A"},{"$error":"#N/A"},{"$error":"#N/A"},{"$error":"#N/A"},{"$error":"#N/A"},{"$error":"#N/A"},{"$error":"#N/A"},null,{"$error":"#N/A"},39.191137067944162,{"$error":"#N/A"},{"$error":"#N/A"},{"$error":"#N/A"}]
["2017-01-31",20,{"$error":"#N/A"},{"$error":"#N/A"},{"$error":"#N/A"},{"$error":"#N/A"},36.45492387680337,{"$error":"#N/A"},{"$error":"#N/A"},{"$error":"#N/A"},{"$error":"#N/A"},{"$error":"#N/A"},null,{"$error":"#N/A"},{"$error":"#N/A"},36.45492387680337,{"$error":"#N/A"},{"$error":"#N/A"}]
["2017-03-23",17,32.883550906071989,{"$error":"#N/A"},{"$error":"#N/A"},{"$error":"#N/A"},{"$error":"#N/A"},{"$error":"#N/A"},{"$error":"#N/A"},{"$error":"#N/A"},{"$error":"#N/A"},{"$error":"#N/A"},null,{"$error":"#N/A"},32.883550906071989,{"$error":"#N/A"},{"$error":"#N/A"},{"$error":"#N/A"}]
["2017-03-31",49,{"$error":"#N/A"},{"$error":"#N/A"},{"$error":"#N/A"},{"$error":"#N/A"},{"$error":"#N/A"},{"$error":"#N/A"},{"$error":"#N/A"},{"$error":"#N/A"},{"$error":"#N/A"},95.016747732411872,null,95.016747732411872,{"$error":"#N/A"},{"$error":"#N/A"},{"$error":"#N/A"},{"$error":"#N/A"}]
["2017-04-01",56,{"$error":"#N/A"},52.293536717959299,{"$error":"#N/A"},{"$error":"#N/A"},{"$error":"#N/A"},{"$error":"#N/A"},{"$error":"#N/A"},{"$error":"#N/A"},{"$error":"#N/A"},{"$error":"#N/A"},null,{"$error":"#N/A"},52.293536717959299,{"$error":"#N/A"},{"$error":"#N/A"},{"$error":"#N/A"}]
["2017-05-22",100,{"$error":"#N/A"},27.106106642536467,{"$error":"#N/A"},{"$error":"#N/A"},{"$error":"#N/A"},{"$error":"#N/A"},{"$error":"#N/A"},{"$error":"#N/A"},{"$error":"#N/A"},{"$error":"#N/A"},null,{"$error":"#N/A"},27.106106642536467,{"$error":"#N/A"},{"$error":"#N/A"},{"$error":"#N/A"}]
["2017-05-25",78.400000000000006,{"$error":"#N/A"},{"$error":"#N/A"},{"$error":"#N/A"},{"$error":"#N/A"},{"$error":"#N/A"},{"$error":"#N/A"},{"$error":"#N/A"},72.994559706420489,{"$error":"#N/A"},{"$error":"#N/A"},null,{"$error":"#N/A"},{"$error":"#N/A"},{"$error":"#N/A"},72.994559706420489,{"$error":"#N/A"}]
["2017-05-25",49.36,{"$error":"#N/A"},{"$error":"#N/A"},{"$error":"#N/A"},{"$error":"#N/A"},{"$error":"#N/A"},{"$error":"#N/A"},{"$error":"#N/A"},67.918921494659983,{"$error":"#N/A"},{"$error":"#N/A"},null,{"$error":"#N/A"},{"$error":"#N/A"},{"$error":"#N/A"},67.918921494659983,{"$error":"#N/A"}]
["2017-05-26",52.5,{"$error":"#N/A"},{"$error":"#N/A"},{"$error":"#N/A"},{"$error":"#N/A"},{"$error":"#N/A"},{"$error":"#N/A"},{"$error":"#N/A"},{"$error":"#N/A"},37.796058305015308,{"$error":"#N/A"},null,{"$error":"#N/A"},{"$error":"#N/A"},{"$error":"#N/A"},{"$error":"#N/A"},37.796058305015308]
["2017-06-01",40,{"$error":"#N/A"},{"$error":"#N/A"},{"$error":"#N/A"},{"$error":"#N/A"},{"$error":"#N/A"},{"$error":"#N/A"},{"$error":"#N/A"},{"$error":"#N/A"},28.163132895730779,{"$error":"#N/A"},null,{"$error":"#N/A"},{"$error":"#N/A"},{"$error":"#N/A"},{"$error":"#N/A"},28.163132895730779]
["2017-06-07",50,{"$error":"#N/A"},29.778494773970234,{"$error":"#N/A"},{"$error":"#N/A"},{"$error":"#N/A"},{"$error":"#N/A"},{"$error":"#N/A"},{"$error":"#N/A"},{"$error":"#N/A"},{"$error":"#N/A"},null,{"$error":"#N/A"},29.778494773970234,{"$error":"#N/A"},{"$error":"#N/A"},{"$error":"#N/A"}]
["2017-06-19",100,{"$error":"#N/A"},{"$error":"#N/A"},28.197735863712953,{"$error":"#N/A"},{"$error":"#N/A"},{"$error":"#N/A"},{"$error":"#N/A"},{"$error":"#N/A"},{"$error":"#N/A"},{"$error":"#N/A"},null,{"$error":"#N/A"},{"$error":"#N/A"},28.197735863712953,{"$error":"#N/A"},{"$error":"#N/A"}]
["2017-06-20",19.600000000000001,{"$error":"#N/A"},{"$error":"#N/A"},{"$error":"#N/A"},{"$error":"#N/A"},{"$error":"#N/A"},{"$error":"#N/A"},{"$error":"#N/A"},83.372449066471816,{"$error":"#N/A"},{"$error":"#N/A"},null,{"$error":"#N/A"},{"$error":"#N/A"},{"$error":"#N/A"},83.372449066471816,{"$error":"#N/A"}]
["2017-06-20",19.59,{"$error":"#N/A"},{"$error":"#N/A"},{"$error":"#N/A"},{"$error":"#N/A"},{"$error":"#N/A"},{"$error":"#N/A"},{"$error":"#N/A"},89.379340720694074,{"$error":"#N/A"},{"$error":"#N/A"},null,{"$error":"#N/A"},{"$error":"#N/A"},{"$error":"#N/A"},89.379340720694074,{"$error":"#N/A"}]
["2017-06-20",19.579999999999998,{"$error":"#N/A"},{"$error":"#N/A"},{"$error":"#N/A"},{"$error":"#N/A"},{"$error":"#N/A"},{"$error":"#N/A"},{"$error":"#N/A"},82.199530700630405,{"$error":"#N/A"},{"$error":"#N/A"},null,{"$error":"#N/A"},{"$error":"#N/A"},{"$error":"#N/A"},82.199530700630405,{"$error":"#N/A"}]
["2017-06-20",19.579999999999998,{"$error":"#N/A"},{"$error":"#N/A"},{"$error":"#N/A"},{"$error":"#N/A"},{"$error":"#N/A"},{"$error":"#N/A"},{"$error":"#N/A"},81.657555772933861,{"$error":"#N/A"},{"$error":"#N/A"},null,{"$error":"#N/A"},{"$error":"#N/A"},{"$error":"#N/A"},81.657555772933861,{"$error":"#N/A"}]
["2017-06-26",5,{"$error":"#N/A"},{"$error":"#N/A"},{"$error":"#N/A"},{"$error":"#N/A"},{"$error":"#N/A"},{"$error":"#N/A"},{"$error":"#N/A"},{"$error":"#N/A"},48.571262294455771,{"$error":"#N/A"},null,{"$error":"#N/A"},{"$error":"#N/A"},{"$error":"#N/A"},{"$error":"#N/A"},48.571262294455771]
["2017-07-28",8.4,{"$error":"#N/A"},{"$error":"#N/A"},{"$error":"#N/A"},{"$error":"#N/A"},{"$error":"#N/A"},82.810125854171091,{"$error":"#N/A"},{"$error":"#N/A"},{"$error":"#N/A"},{"$error":"#N/A"},null,{"$error":"#N/A"},{"$error":"#N/A"},{"$error":"#N/A"},82.810125854171091,{"$error":"#N/A"}]
["2017-07-28",8.4,{"$error":"#N/A"},{"$error":"#N/A"},{"$error":"#N/A"},{"$error":"#N/A"},{"$error":"#N/A"},82.179381069773541,{"$error":"#N/A"},{"$error":"#N/A"},{"$error":"#N/A"},{"$error":"#N/A"},null,{"$error":"#N/A"},{"$error":"#N/A"},{"$error":"#N/A"},82.179381069773541,{"$error":"#N/A"}]
["2017-08-08",252.32,48.292314630589125,{"$error":"#N/A"},{"$error":"#N/A"},{"$error":"#N/A"},{"$error":"#N/A"},{"$error":"#N/A"},{"$error":"#N/A"},{"$error":"#N/A"},{"$error":"#N/A"},{"$error":"#N/A"},null,{"$error":"#N/A"},48.292314630589125,{"$error":"#N/A"},{"$error":"#N/A"},{"$error":"#N/A"}]
["2017-09-23",200,29.921601342795071,{"$error":"#N/A"},{"$error":"#N/A"},{"$error":"#N/A"},{"$error":"#N/A"},{"$error":"#N/A"},{"$error":"#N/A"},{"$error":"#N/A"},{"$error":"#N/A"},{"$error":"#N/A"},null,{"$error":"#N/A"},29.921601342795071,{"$error":"#N/A"},{"$error":"#N/A"},{"$error":"#N/A"}]
["2017-09-26",62.5,28.853208000148282,{"$error":"#N/A"},{"$error":"#N/A"},{"$error":"#N/A"},{"$error":"#N/A"},{"$error":"#N/A"},{"$error":"#N/A"},{"$error":"#N/A"},{"$error":"#N/A"},{"$error":"#N/A"},null,{"$error":"#N/A"},28.853208000148282,{"$error":"#N/A"},{"$error":"#N/A"},{"$error":"#N/A"}]
["2017-09-26",50,28.330443857538935,{"$error":"#N/A"},{"$error":"#N/A"},{"$error":"#N/A"},{"$error":"#N/A"},{"$error":"#N/A"},{"$error":"#N/A"},{"$error":"#N/A"},{"$error":"#N/A"},{"$error":"#N/A"},null,{"$error":"#N/A"},28.330443857538935,{"$error":"#N/A"},{"$error":"#N/A"},{"$error":"#N/A"}]
["2017-10-06",25,{"$error":"#N/A"},27.837441245399287,{"$error":"#N/A"},{"$error":"#N/A"},{"$error":"#N/A"},{"$error":"#N/A"},{"$error":"#N/A"},{"$error":"#N/A"},{"$error":"#N/A"},{"$error":"#N/A"},null,{"$error":"#N/A"},27.837441245399287,{"$error":"#N/A"},{"$error":"#N/A"},{"$error":"#N/A"}]
["2017-10-06",25,{"$error":"#N/A"},27.837441245399287,{"$error":"#N/A"},{"$error":"#N/A"},{"$error":"#N/A"},{"$error":"#N/A"},{"$error":"#N/A"},{"$error":"#N/A"},{"$error":"#N/A"},{"$error":"#N/A"},null,{"$error":"#N/A"},27.837441245399287,{"$error":"#N/A"},{"$error":"#N/A"},{"$error":"#N/A"}]
["2017-10-30",50,{"$error":"#N/A"},30.354217944465031,{"$error":"#N/A"},{"$error":"#N/A"},{"$error":"#N/A"},{"$error":"#N/A"},{"$error":"#N/A"},{"$error":"#N/A"},{"$error":"#N/A"},{"$error":"#N/A"},null,{"$error":"#N/A"},30.354217944465031,{"$error":"#N/A"},{"$error":"#N/A"},{"$error":"#N/A"}]
["2017-11-13",200,{"$error":"#N/A"},{"$error":"#N/A"},{"$error":"#N/A"},{"$error":"#N/A"},{"$error":"#N/A"},{"$error":"#N/A"},{"$error":"#N/A"},{"$error":"#N/A"},25.195773066395212,{"$error":"#N/A"},null,{"$error":"#N/A"},{"$error":"#N/A"},{"$error":"#N/A"},{"$error":"#N/A"},25.195773066395212]
["2017-11-13",150,{"$error":"#N/A"},{"$error":"#N/A"},{"$error":"#N/A"},{"$error":"#N/A"},{"$error":"#N/A"},{"$error":"#N/A"},{"$error":"#N/A"},{"$error":"#N/A"},26.472002052703704,{"$error":"#N/A"},null,{"$error":"#N/A"},{"$error":"#N/A"},{"$error":"#N/A"},{"$error":"#N/A"},26.472002052703704]
["2017-12-08",45,19.553065269533572,{"$error":"#N/A"},{"$error":"#N/A"},{"$error":"#N/A"},{"$error":"#N/A"},{"$error":"#N/A"},{"$error":"#N/A"},{"$error":"#N/A"},{"$error":"#N/A"},{"$error":"#N/A"},null,{"$error":"#N/A"},19.553065269533572,{"$error":"#N/A"},{"$error":"#N/A"},{"$error":"#N/A"}]
["2017-12-14",150,{"$error":"#N/A"},{"$error":"#N/A"},{"$error":"#N/A"},{"$error":"#N/A"},20.186253695552864,{"$error":"#N/A"},{"$error":"#N/A"},{"$error":"#N/A"},{"$error":"#N/A"},{"$error":"#N/A"},null,{"$error":"#N/A"},{"$error":"#N/A"},20.186253695552864,{"$error":"#N/A"},{"$error":"#N/A"}]
["2017-12-15",50,{"$error":"#N/A"},{"$error":"#N/A"},{"$error":"#N/A"},{"$error":"#N/A"},{"$error":"#N/A"},{"$error":"#N/A"},{"$error":"#N/A"},{"$error":"#N/A"},34.794246771244183,{"$error":"#N/A"},null,{"$error":"#N/A"},{"$error":"#N/A"},{"$error":"#N/A"},{"$error":"#N/A"},34.794246771244183]
["2018-01-05",50,{"$error":"#N/A"},23.890496019348575,{"$error":"#N/A"},{"$error":"#N/A"},{"$error":"#N/A"},{"$error":"#N/A"},{"$error":"#N/A"},{"$error":"#N/A"},{"$error":"#N/A"},{"$error":"#N/A"},null,{"$error":"#N/A"},23.890496019348575,{"$error":"#N/A"},{"$error":"#N/A"},{"$error":"#N/A"}]
["2018-01-09",30,{"$error":"#N/A"},27.796971717218621,{"$error":"#N/A"},{"$error":"#N/A"},{"$error":"#N/A"},{"$error":"#N/A"},{"$error":"#N/A"},{"$error":"#N/A"},{"$error":"#N/A"},{"$error":"#N/A"},null,{"$error":"#N/A"},27.796971717218621,{"$error":"#N/A"},{"$error":"#N/A"},{"$error":"#N/A"}]
["2018-01-29",120,{"$error":"#N/A"},{"$error":"#N/A"},{"$error":"#N/A"},{"$error":"#N/A"},{"$error":"#N/A"},{"$error":"#N/A"},{"$error":"#N/A"},{"$error":"#N/A"},26.339422380337645,{"$error":"#N/A"},null,{"$error":"#N/A"},{"$error":"#N/A"},{"$error":"#N/A"},{"$error":"#N/A"},26.339422380337645]
["2018-01-29",57.5,{"$error":"#N/A"},{"$error":"#N/A"},{"$error":"#N/A"},{"$error":"#N/A"},{"$error":"#N/A"},{"$error":"#N/A"},{"$error":"#N/A"},{"$error":"#N/A"},23.842103648585827,{"$error":"#N/A"},null,{"$error":"#N/A"},{"$error":"#N/A"},{"$error":"#N/A"},{"$error":"#N/A"},23.842103648585827]
["2018-02-01",10,{"$error":"#N/A"},{"$error":"#N/A"},36.788433526466406,{"$error":"#N/A"},{"$error":"#N/A"},{"$error":"#N/A"},{"$error":"#N/A"},{"$error":"#N/A"},{"$error":"#N/A"},{"$error":"#N/A"},null,{"$error":"#N/A"},{"$error":"#N/A"},36.788433526466406,{"$error":"#N/A"},{"$error":"#N/A"}]
["2018-02-21",106.688,45.705585928787485,{"$error":"#N/A"},{"$error":"#N/A"},{"$error":"#N/A"},{"$error":"#N/A"},{"$error":"#N/A"},{"$error":"#N/A"},{"$error":"#N/A"},{"$error":"#N/A"},{"$error":"#N/A"},null,{"$error":"#N/A"},45.705585928787485,{"$error":"#N/A"},{"$error":"#N/A"},{"$error":"#N/A"}]
["2018-04-16",6.3,{"$error":"#N/A"},{"$error":"#N/A"},{"$error":"#N/A"},{"$error":"#N/A"},{"$error":"#N/A"},{"$error":"#N/A"},158.18619819742358,{"$error":"#N/A"},{"$error":"#N/A"},{"$error":"#N/A"},null,{"$error":"#N/A"},{"$error":"#N/A"},{"$error":"#N/A"},158.18619819742358,{"$error":"#N/A"}]
["2018-05-07",100,30.171215499609822,{"$error":"#N/A"},{"$error":"#N/A"},{"$error":"#N/A"},{"$error":"#N/A"},{"$error":"#N/A"},{"$error":"#N/A"},{"$error":"#N/A"},{"$error":"#N/A"},{"$error":"#N/A"},null,{"$error":"#N/A"},30.171215499609822,{"$error":"#N/A"},{"$error":"#N/A"},{"$error":"#N/A"}]
["2018-05-16",74.5,{"$error":"#N/A"},{"$error":"#N/A"},{"$error":"#N/A"},{"$error":"#N/A"},{"$error":"#N/A"},{"$error":"#N/A"},{"$error":"#N/A"},{"$error":"#N/A"},29.722613228308674,{"$error":"#N/A"},null,{"$error":"#N/A"},{"$error":"#N/A"},{"$error":"#N/A"},{"$error":"#N/A"},29.722613228308674]
["2018-05-16",74.5,{"$error":"#N/A"},{"$error":"#N/A"},{"$error":"#N/A"},{"$error":"#N/A"},{"$error":"#N/A"},{"$error":"#N/A"},{"$error":"#N/A"},{"$error":"#N/A"},29.722613228308674,{"$error":"#N/A"},null,{"$error":"#N/A"},{"$error":"#N/A"},{"$error":"#N/A"},{"$error":"#N/A"},29.722613228308674]
["2018-05-30",300,{"$error":"#N/A"},18.93389544428695,{"$error":"#N/A"},{"$error":"#N/A"},{"$error":"#N/A"},{"$error":"#N/A"},{"$error":"#N/A"},{"$error":"#N/A"},{"$error":"#N/A"},{"$error":"#N/A"},null,{"$error":"#N/A"},18.93389544428695,{"$error":"#N/A"},{"$error":"#N/A"},{"$error":"#N/A"}]
["2018-05-30",250,{"$error":"#N/A"},21.688107514517633,{"$error":"#N/A"},{"$error":"#N/A"},{"$error":"#N/A"},{"$error":"#N/A"},{"$error":"#N/A"},{"$error":"#N/A"},{"$error":"#N/A"},{"$error":"#N/A"},null,{"$error":"#N/A"},21.688107514517633,{"$error":"#N/A"},{"$error":"#N/A"},{"$error":"#N/A"}]
["2018-05-30",200,{"$error":"#N/A"},21.125318528116463,{"$error":"#N/A"},{"$error":"#N/A"},{"$error":"#N/A"},{"$error":"#N/A"},{"$error":"#N/A"},{"$error":"#N/A"},{"$error":"#N/A"},{"$error":"#N/A"},null,{"$error":"#N/A"},21.125318528116463,{"$error":"#N/A"},{"$error":"#N/A"},{"$error":"#N/A"}]
["2018-05-30",101,{"$error":"#N/A"},21.117349716902513,{"$error":"#N/A"},{"$error":"#N/A"},{"$error":"#N/A"},{"$error":"#N/A"},{"$error":"#N/A"},{"$error":"#N/A"},{"$error":"#N/A"},{"$error":"#N/A"},null,{"$error":"#N/A"},21.117349716902513,{"$error":"#N/A"},{"$error":"#N/A"},{"$error":"#N/A"}]
["2018-05-30",100,{"$error":"#N/A"},23.874558396920769,{"$error":"#N/A"},{"$error":"#N/A"},{"$error":"#N/A"},{"$error":"#N/A"},{"$error":"#N/A"},{"$error":"#N/A"},{"$error":"#N/A"},{"$error":"#N/A"},null,{"$error":"#N/A"},23.874558396920769,{"$error":"#N/A"},{"$error":"#N/A"},{"$error":"#N/A"}]
["2018-05-30",50,{"$error":"#N/A"},24.329272480262663,{"$error":"#N/A"},{"$error":"#N/A"},{"$error":"#N/A"},{"$error":"#N/A"},{"$error":"#N/A"},{"$error":"#N/A"},{"$error":"#N/A"},{"$error":"#N/A"},null,{"$error":"#N/A"},24.329272480262663,{"$error":"#N/A"},{"$error":"#N/A"},{"$error":"#N/A"}]
["2018-06-01",5.6814814814814811,{"$error":"#N/A"},{"$error":"#N/A"},{"$error":"#N/A"},59.320469530373586,{"$error":"#N/A"},{"$error":"#N/A"},{"$error":"#N/A"},{"$error":"#N/A"},{"$error":"#N/A"},{"$error":"#N/A"},null,{"$error":"#N/A"},{"$error":"#N/A"},59.320469530373586,{"$error":"#N/A"},{"$error":"#N/A"}]
["2018-06-06",60,{"$error":"#N/A"},24.63753916920032,{"$error":"#N/A"},{"$error":"#N/A"},{"$error":"#N/A"},{"$error":"#N/A"},{"$error":"#N/A"},{"$error":"#N/A"},{"$error":"#N/A"},{"$error":"#N/A"},null,{"$error":"#N/A"},24.63753916920032,{"$error":"#N/A"},{"$error":"#N/A"},{"$error":"#N/A"}]
["2018-06-08",30,{"$error":"#N/A"},21.498338798626406,{"$error":"#N/A"},{"$error":"#N/A"},{"$error":"#N/A"},{"$error":"#N/A"},{"$error":"#N/A"},{"$error":"#N/A"},{"$error":"#N/A"},{"$error":"#N/A"},null,{"$error":"#N/A"},21.498338798626406,{"$error":"#N/A"},{"$error":"#N/A"},{"$error":"#N/A"}]
["2018-06-13",122,{"$error":"#N/A"},23.230426115312707,{"$error":"#N/A"},{"$error":"#N/A"},{"$error":"#N/A"},{"$error":"#N/A"},{"$error":"#N/A"},{"$error":"#N/A"},{"$error":"#N/A"},{"$error":"#N/A"},null,{"$error":"#N/A"},23.230426115312707,{"$error":"#N/A"},{"$error":"#N/A"},{"$error":"#N/A"}]
["2018-06-13",58,{"$error":"#N/A"},19.657140528549462,{"$error":"#N/A"},{"$error":"#N/A"},{"$error":"#N/A"},{"$error":"#N/A"},{"$error":"#N/A"},{"$error":"#N/A"},{"$error":"#N/A"},{"$error":"#N/A"},null,{"$error":"#N/A"},19.657140528549462,{"$error":"#N/A"},{"$error":"#N/A"},{"$error":"#N/A"}]
["2018-06-27",42,{"$error":"#N/A"},{"$error":"#N/A"},{"$error":"#N/A"},{"$error":"#N/A"},{"$error":"#N/A"},{"$error":"#N/A"},{"$error":"#N/A"},{"$error":"#N/A"},40.449710166509554,{"$error":"#N/A"},null,{"$error":"#N/A"},{"$error":"#N/A"},{"$error":"#N/A"},{"$error":"#N/A"},40.449710166509554]
["2018-07-10",35,{"$error":"#N/A"},27.819560277691508,{"$error":"#N/A"},{"$error":"#N/A"},{"$error":"#N/A"},{"$error":"#N/A"},{"$error":"#N/A"},{"$error":"#N/A"},{"$error":"#N/A"},{"$error":"#N/A"},null,{"$error":"#N/A"},27.819560277691508,{"$error":"#N/A"},{"$error":"#N/A"},{"$error":"#N/A"}]
["2018-08-10",40,{"$error":"#N/A"},{"$error":"#N/A"},42.869422304828973,{"$error":"#N/A"},{"$error":"#N/A"},{"$error":"#N/A"},{"$error":"#N/A"},{"$error":"#N/A"},{"$error":"#N/A"},{"$error":"#N/A"},null,{"$error":"#N/A"},{"$error":"#N/A"},42.869422304828973,{"$error":"#N/A"},{"$error":"#N/A"}]
["2018-08-22",50,{"$error":"#N/A"},25.128148653334357,{"$error":"#N/A"},{"$error":"#N/A"},{"$error":"#N/A"},{"$error":"#N/A"},{"$error":"#N/A"},{"$error":"#N/A"},{"$error":"#N/A"},{"$error":"#N/A"},null,{"$error":"#N/A"},25.128148653334357,{"$error":"#N/A"},{"$error":"#N/A"},{"$error":"#N/A"}]
["2018-08-22",50,{"$error":"#N/A"},25.128148653334357,{"$error":"#N/A"},{"$error":"#N/A"},{"$error":"#N/A"},{"$error":"#N/A"},{"$error":"#N/A"},{"$error":"#N/A"},{"$error":"#N/A"},{"$error":"#N/A"},null,{"$error":"#N/A"},25.128148653334357,{"$error":"#N/A"},{"$error":"#N/A"},{"$error":"#N/A"}]
["2018-08-23",86,{"$error":"#N/A"},{"$error":"#N/A"},{"$error":"#N/A"},{"$error":"#N/A"},{"$error":"#N/A"},28.234842882276205,{"$error":"#N/A"},{"$error":"#N/A"},{"$error":"#N/A"},{"$error":"#N/A"},null,{"$error":"#N/A"},{"$error":"#N/A"},{"$error":"#N/A"},28.234842882276205,{"$error":"#N/A"}]
["2018-08-31",102.5,{"$error":"#N/A"},{"$error":"#N/A"},{"$error":"#N/A"},{"$error":"#N/A"},{"$error":"#N/A"},{"$error":"#N/A"},{"$error":"#N/A"},{"$error":"#N/A"},22.639206198491404,{"$error":"#N/A"},null,{"$error":"#N/A"},{"$error":"#N/A"},{"$error":"#N/A"},{"$error":"#N/A"},22.639206198491404]
["2018-09-20",100,{"$error":"#N/A"},21.553667958426082,{"$error":"#N/A"},{"$error":"#N/A"},{"$error":"#N/A"},{"$error":"#N/A"},{"$error":"#N/A"},{"$error":"#N/A"},{"$error":"#N/A"},{"$error":"#N/A"},null,{"$error":"#N/A"},21.553667958426082,{"$error":"#N/A"},{"$error":"#N/A"},{"$error":"#N/A"}]
["2018-10-01",20,{"$error":"#N/A"},{"$error":"#N/A"},{"$error":"#N/A"},{"$error":"#N/A"},{"$error":"#N/A"},{"$error":"#N/A"},{"$error":"#N/A"},{"$error":"#N/A"},21.502748501784545,{"$error":"#N/A"},null,{"$error":"#N/A"},{"$error":"#N/A"},{"$error":"#N/A"},{"$error":"#N/A"},21.502748501784545]
["2018-10-01",10.5,{"$error":"#N/A"},{"$error":"#N/A"},42.852437401430905,{"$error":"#N/A"},{"$error":"#N/A"},{"$error":"#N/A"},{"$error":"#N/A"},{"$error":"#N/A"},{"$error":"#N/A"},{"$error":"#N/A"},null,{"$error":"#N/A"},{"$error":"#N/A"},42.852437401430905,{"$error":"#N/A"},{"$error":"#N/A"}]
["2018-10-18",144,{"$error":"#N/A"},{"$error":"#N/A"},{"$error":"#N/A"},{"$error":"#N/A"},30.718212145406518,{"$error":"#N/A"},{"$error":"#N/A"},{"$error":"#N/A"},{"$error":"#N/A"},{"$error":"#N/A"},null,{"$error":"#N/A"},{"$error":"#N/A"},30.718212145406518,{"$error":"#N/A"},{"$error":"#N/A"}]
["2018-10-18",13,{"$error":"#N/A"},36.628212164999013,{"$error":"#N/A"},{"$error":"#N/A"},{"$error":"#N/A"},{"$error":"#N/A"},{"$error":"#N/A"},{"$error":"#N/A"},{"$error":"#N/A"},{"$error":"#N/A"},null,{"$error":"#N/A"},36.628212164999013,{"$error":"#N/A"},{"$error":"#N/A"},{"$error":"#N/A"}]
["2018-11-01",70,{"$error":"#N/A"},{"$error":"#N/A"},{"$error":"#N/A"},{"$error":"#N/A"},{"$error":"#N/A"},37.52097475180009,{"$error":"#N/A"},{"$error":"#N/A"},{"$error":"#N/A"},{"$error":"#N/A"},null,{"$error":"#N/A"},{"$error":"#N/A"},{"$error":"#N/A"},37.52097475180009,{"$error":"#N/A"}]
["2018-12-11",250,{"$error":"#N/A"},{"$error":"#N/A"},{"$error":"#N/A"},{"$error":"#N/A"},{"$error":"#N/A"},{"$error":"#N/A"},{"$error":"#N/A"},{"$error":"#N/A"},25.898636445257807,{"$error":"#N/A"},null,{"$error":"#N/A"},{"$error":"#N/A"},{"$error":"#N/A"},{"$error":"#N/A"},25.898636445257807]
["2019-02-01",4.5999999999999996,{"$error":"#N/A"},{"$error":"#N/A"},{"$error":"#N/A"},43.112426945720763,{"$error":"#N/A"},{"$error":"#N/A"},{"$error":"#N/A"},{"$error":"#N/A"},{"$error":"#N/A"},{"$error":"#N/A"},null,{"$error":"#N/A"},{"$error":"#N/A"},43.112426945720763,{"$error":"#N/A"},{"$error":"#N/A"}]
["2019-02-14",22,{"$error":"#N/A"},25.042088766931741,{"$error":"#N/A"},{"$error":"#N/A"},{"$error":"#N/A"},{"$error":"#N/A"},{"$error":"#N/A"},{"$error":"#N/A"},{"$error":"#N/A"},{"$error":"#N/A"},null,{"$error":"#N/A"},25.042088766931741,{"$error":"#N/A"},{"$error":"#N/A"},{"$error":"#N/A"}]
["2019-03-21",160,{"$error":"#N/A"},26.984775407987811,{"$error":"#N/A"},{"$error":"#N/A"},{"$error":"#N/A"},{"$error":"#N/A"},{"$error":"#N/A"},{"$error":"#N/A"},{"$error":"#N/A"},{"$error":"#N/A"},null,{"$error":"#N/A"},26.984775407987811,{"$error":"#N/A"},{"$error":"#N/A"},{"$error":"#N/A"}]
["2019-03-22",120,{"$error":"#N/A"},19.70752477461863,{"$error":"#N/A"},{"$error":"#N/A"},{"$error":"#N/A"},{"$error":"#N/A"},{"$error":"#N/A"},{"$error":"#N/A"},{"$error":"#N/A"},{"$error":"#N/A"},null,{"$error":"#N/A"},19.70752477461863,{"$error":"#N/A"},{"$error":"#N/A"},{"$error":"#N/A"}]
["2019-05-30",50,{"$error":"#N/A"},19.071621426276664,{"$error":"#N/A"},{"$error":"#N/A"},{"$error":"#N/A"},{"$error":"#N/A"},{"$error":"#N/A"},{"$error":"#N/A"},{"$error":"#N/A"},{"$error":"#N/A"},null,{"$error":"#N/A"},19.071621426276664,{"$error":"#N/A"},{"$error":"#N/A"},{"$error":"#N/A"}]
["2019-06-27",300,{"$error":"#N/A"},15.06666150942635,{"$error":"#N/A"},{"$error":"#N/A"},{"$error":"#N/A"},{"$error":"#N/A"},{"$error":"#N/A"},{"$error":"#N/A"},{"$error":"#N/A"},{"$error":"#N/A"},null,{"$error":"#N/A"},15.06666150942635,{"$error":"#N/A"},{"$error":"#N/A"},{"$error":"#N/A"}]
["2019-06-27",50,{"$error":"#N/A"},16.290640482574158,{"$error":"#N/A"},{"$error":"#N/A"},{"$error":"#N/A"},{"$error":"#N/A"},{"$error":"#N/A"},{"$error":"#N/A"},{"$error":"#N/A"},{"$error":"#N/A"},null,{"$error":"#N/A"},16.290640482574158,{"$error":"#N/A"},{"$error":"#N/A"},{"$error":"#N/A"}]
["2019-07-01",400,15.214713375484605,{"$error":"#N/A"},{"$error":"#N/A"},{"$error":"#N/A"},{"$error":"#N/A"},{"$error":"#N/A"},{"$error":"#N/A"},{"$error":"#N/A"},{"$error":"#N/A"},{"$error":"#N/A"},null,{"$error":"#N/A"},15.214713375484605,{"$error":"#N/A"},{"$error":"#N/A"},{"$error":"#N/A"}]
["2019-07-25",17.5,{"$error":"#N/A"},{"$error":"#N/A"},{"$error":"#N/A"},{"$error":"#N/A"},{"$error":"#N/A"},24.156762396383648,{"$error":"#N/A"},{"$error":"#N/A"},{"$error":"#N/A"},{"$error":"#N/A"},null,{"$error":"#N/A"},{"$error":"#N/A"},{"$error":"#N/A"},24.156762396383648,{"$error":"#N/A"}]
["2019-08-08",66,{"$error":"#N/A"},21.942745109630554,{"$error":"#N/A"},{"$error":"#N/A"},{"$error":"#N/A"},{"$error":"#N/A"},{"$error":"#N/A"},{"$error":"#N/A"},{"$error":"#N/A"},{"$error":"#N/A"},null,{"$error":"#N/A"},21.942745109630554,{"$error":"#N/A"},{"$error":"#N/A"},{"$error":"#N/A"}]
["2019-08-19",100,{"$error":"#N/A"},{"$error":"#N/A"},37.39622146341349,{"$error":"#N/A"},{"$error":"#N/A"},{"$error":"#N/A"},{"$error":"#N/A"},{"$error":"#N/A"},{"$error":"#N/A"},{"$error":"#N/A"},null,{"$error":"#N/A"},{"$error":"#N/A"},37.39622146341349,{"$error":"#N/A"},{"$error":"#N/A"}]
["2019-09-19",9.3076923076923066,{"$error":"#N/A"},{"$error":"#N/A"},38.777295030006421,{"$error":"#N/A"},{"$error":"#N/A"},{"$error":"#N/A"},{"$error":"#N/A"},{"$error":"#N/A"},{"$error":"#N/A"},{"$error":"#N/A"},null,{"$error":"#N/A"},{"$error":"#N/A"},38.777295030006421,{"$error":"#N/A"},{"$error":"#N/A"}]
["2019-09-22",90,{"$error":"#N/A"},{"$error":"#N/A"},{"$error":"#N/A"},{"$error":"#N/A"},{"$error":"#N/A"},31.610056714493975,{"$error":"#N/A"},{"$error":"#N/A"},{"$error":"#N/A"},{"$error":"#N/A"},null,{"$error":"#N/A"},{"$error":"#N/A"},{"$error":"#N/A"},31.610056714493975,{"$error":"#N/A"}]
["2019-09-22",88,{"$error":"#N/A"},{"$error":"#N/A"},{"$error":"#N/A"},{"$error":"#N/A"},{"$error":"#N/A"},32.285061716365227,{"$error":"#N/A"},{"$error":"#N/A"},{"$error":"#N/A"},{"$error":"#N/A"},null,{"$error":"#N/A"},{"$error":"#N/A"},{"$error":"#N/A"},32.285061716365227,{"$error":"#N/A"}]
["2019-09-22",70,{"$error":"#N/A"},{"$error":"#N/A"},{"$error":"#N/A"},{"$error":"#N/A"},{"$error":"#N/A"},31.610056714493975,{"$error":"#N/A"},{"$error":"#N/A"},{"$error":"#N/A"},{"$error":"#N/A"},null,{"$error":"#N/A"},{"$error":"#N/A"},{"$error":"#N/A"},31.610056714493975,{"$error":"#N/A"}]
["2019-10-17",100,{"$error":"#N/A"},12.10987967969443,{"$error":"#N/A"},{"$error":"#N/A"},{"$error":"#N/A"},{"$error":"#N/A"},{"$error":"#N/A"},{"$error":"#N/A"},{"$error":"#N/A"},{"$error":"#N/A"},null,{"$error":"#N/A"},12.10987967969443,{"$error":"#N/A"},{"$error":"#N/A"},{"$error":"#N/A"}]
["2019-10-17",100,{"$error":"#N/A"},16.957063007123832,{"$error":"#N/A"},{"$error":"#N/A"},{"$error":"#N/A"},{"$error":"#N/A"},{"$error":"#N/A"},{"$error":"#N/A"},{"$error":"#N/A"},{"$error":"#N/A"},null,{"$error":"#N/A"},16.957063007123832,{"$error":"#N/A"},{"$error":"#N/A"},{"$error":"#N/A"}]
["2019-11-19",25,{"$error":"#N/A"},{"$error":"#N/A"},{"$error":"#N/A"},{"$error":"#N/A"},{"$error":"#N/A"},{"$error":"#N/A"},{"$error":"#N/A"},{"$error":"#N/A"},21.502748501784545,{"$error":"#N/A"},null,{"$error":"#N/A"},{"$error":"#N/A"},{"$error":"#N/A"},{"$error":"#N/A"},21.502748501784545]
["2019-11-21",100,{"$error":"#N/A"},{"$error":"#N/A"},{"$error":"#N/A"},{"$error":"#N/A"},{"$error":"#N/A"},{"$error":"#N/A"},{"$error":"#N/A"},{"$error":"#N/A"},22.970381055510039,{"$error":"#N/A"},null,{"$error":"#N/A"},{"$error":"#N/A"},{"$error":"#N/A"},{"$error":"#N/A"},22.970381055510039]
["2019-11-26",44,23.636449894044457,{"$error":"#N/A"},{"$error":"#N/A"},{"$error":"#N/A"},{"$error":"#N/A"},{"$error":"#N/A"},{"$error":"#N/A"},{"$error":"#N/A"},{"$error":"#N/A"},{"$error":"#N/A"},null,{"$error":"#N/A"},23.636449894044457,{"$error":"#N/A"},{"$error":"#N/A"},{"$error":"#N/A"}]
["2019-12-20",50,{"$error":"#N/A"},{"$error":"#N/A"},{"$error":"#N/A"},{"$error":"#N/A"},{"$error":"#N/A"},{"$error":"#N/A"},{"$error":"#N/A"},42.776392864564386,{"$error":"#N/A"},{"$error":"#N/A"},null,{"$error":"#N/A"},{"$error":"#N/A"},{"$error":"#N/A"},42.776392864564386,{"$error":"#N/A"}]
["2020-03-25",200,{"$error":"#N/A"},18.172685515422035,{"$error":"#N/A"},{"$error":"#N/A"},{"$error":"#N/A"},{"$error":"#N/A"},{"$error":"#N/A"},{"$error":"#N/A"},{"$error":"#N/A"},{"$error":"#N/A"},null,{"$error":"#N/A"},18.172685515422035,{"$error":"#N/A"},{"$error":"#N/A"},{"$error":"#N/A"}]
["2020-04-08",127.86,{"$error":"#N/A"},18.951401844782342,{"$error":"#N/A"},{"$error":"#N/A"},{"$error":"#N/A"},{"$error":"#N/A"},{"$error":"#N/A"},{"$error":"#N/A"},{"$error":"#N/A"},{"$error":"#N/A"},null,{"$error":"#N/A"},18.951401844782342,{"$error":"#N/A"},{"$error":"#N/A"},{"$error":"#N/A"}]
["2020-06-01",150,{"$error":"#N/A"},24.24390911915167,{"$error":"#N/A"},{"$error":"#N/A"},{"$error":"#N/A"},{"$error":"#N/A"},{"$error":"#N/A"},{"$error":"#N/A"},{"$error":"#N/A"},{"$error":"#N/A"},null,{"$error":"#N/A"},24.24390911915167,{"$error":"#N/A"},{"$error":"#N/A"},{"$error":"#N/A"}]
["2020-08-24",50,{"$error":"#N/A"},{"$error":"#N/A"},{"$error":"#N/A"},{"$error":"#N/A"},{"$error":"#N/A"},{"$error":"#N/A"},{"$error":"#N/A"},42.374031082751635,{"$error":"#N/A"},{"$error":"#N/A"},null,{"$error":"#N/A"},{"$error":"#N/A"},{"$error":"#N/A"},42.374031082751635,{"$error":"#N/A"}]
["2020-09-23",100,{"$error":"#N/A"},22.095077334198983,{"$error":"#N/A"},{"$error":"#N/A"},{"$error":"#N/A"},{"$error":"#N/A"},{"$error":"#N/A"},{"$error":"#N/A"},{"$error":"#N/A"},{"$error":"#N/A"},null,{"$error":"#N/A"},22.095077334198983,{"$error":"#N/A"},{"$error":"#N/A"},{"$error":"#N/A"}]
["2020-09-25",200,{"$error":"#N/A"},21.254898890777891,{"$error":"#N/A"},{"$error":"#N/A"},{"$error":"#N/A"},{"$error":"#N/A"},{"$error":"#N/A"},{"$error":"#N/A"},{"$error":"#N/A"},{"$error":"#N/A"},null,{"$error":"#N/A"},21.254898890777891,{"$error":"#N/A"},{"$error":"#N/A"},{"$error":"#N/A"}]
["2020-12-30",7.5,{"$error":"#N/A"},{"$error":"#N/A"},{"$error":"#N/A"},{"$error":"#N/A"},{"$error":"#N/A"},{"$error":"#N/A"},{"$error":"#N/A"},{"$error":"#N/A"},36.656531584057248,{"$error":"#N/A"},null,{"$error":"#N/A"},{"$error":"#N/A"},{"$error":"#N/A"},{"$error":"#N/A"},36.656531584057248]
["2021-01-15",500,{"$error":"#N/A"},{"$error":"#N/A"},{"$error":"#N/A"},{"$error":"#N/A"},{"$error":"#N/A"},{"$error":"#N/A"},39.504067517681932,{"$error":"#N/A"},{"$error":"#N/A"},{"$error":"#N/A"},null,{"$error":"#N/A"},{"$error":"#N/A"},{"$error":"#N/A"},39.504067517681932,{"$error":"#N/A"}]
["2021-01-15",90,{"$error":"#N/A"},{"$error":"#N/A"},{"$error":"#N/A"},{"$error":"#N/A"},{"$error":"#N/A"},{"$error":"#N/A"},47.357817403947593,{"$error":"#N/A"},{"$error":"#N/A"},{"$error":"#N/A"},null,{"$error":"#N/A"},{"$error":"#N/A"},{"$error":"#N/A"},47.357817403947593,{"$error":"#N/A"}]
["2021-02-01",190,{"$error":"#N/A"},16.301957158396895,{"$error":"#N/A"},{"$error":"#N/A"},{"$error":"#N/A"},{"$error":"#N/A"},{"$error":"#N/A"},{"$error":"#N/A"},{"$error":"#N/A"},{"$error":"#N/A"},null,{"$error":"#N/A"},16.301957158396895,{"$error":"#N/A"},{"$error":"#N/A"},{"$error":"#N/A"}]
["2021-02-04",50,{"$error":"#N/A"},16.368885781181255,{"$error":"#N/A"},{"$error":"#N/A"},{"$error":"#N/A"},{"$error":"#N/A"},{"$error":"#N/A"},{"$error":"#N/A"},{"$error":"#N/A"},{"$error":"#N/A"},null,{"$error":"#N/A"},16.368885781181255,{"$error":"#N/A"},{"$error":"#N/A"},{"$error":"#N/A"}]
["2021-02-23",50,20.535411149143354,{"$error":"#N/A"},{"$error":"#N/A"},{"$error":"#N/A"},{"$error":"#N/A"},{"$error":"#N/A"},{"$error":"#N/A"},{"$error":"#N/A"},{"$error":"#N/A"},{"$error":"#N/A"},null,{"$error":"#N/A"},20.535411149143354,{"$error":"#N/A"},{"$error":"#N/A"},{"$error":"#N/A"}]
["2021-03-25",130,{"$error":"#N/A"},18.816870408402647,{"$error":"#N/A"},{"$error":"#N/A"},{"$error":"#N/A"},{"$error":"#N/A"},{"$error":"#N/A"},{"$error":"#N/A"},{"$error":"#N/A"},{"$error":"#N/A"},null,{"$error":"#N/A"},18.816870408402647,{"$error":"#N/A"},{"$error":"#N/A"},{"$error":"#N/A"}]
["2021-06-01",350,{"$error":"#N/A"},18.598115371486017,{"$error":"#N/A"},{"$error":"#N/A"},{"$error":"#N/A"},{"$error":"#N/A"},{"$error":"#N/A"},{"$error":"#N/A"},{"$error":"#N/A"},{"$error":"#N/A"},null,{"$error":"#N/A"},18.598115371486017,{"$error":"#N/A"},{"$error":"#N/A"},{"$error":"#N/A"}]
["2021-06-01",250,{"$error":"#N/A"},19.702177660993065,{"$error":"#N/A"},{"$error":"#N/A"},{"$error":"#N/A"},{"$error":"#N/A"},{"$error":"#N/A"},{"$error":"#N/A"},{"$error":"#N/A"},{"$error":"#N/A"},null,{"$error":"#N/A"},19.702177660993065,{"$error":"#N/A"},{"$error":"#N/A"},{"$error":"#N/A"}]
["2021-06-01",90,17.37611712619826,{"$error":"#N/A"},{"$error":"#N/A"},{"$error":"#N/A"},{"$error":"#N/A"},{"$error":"#N/A"},{"$error":"#N/A"},{"$error":"#N/A"},{"$error":"#N/A"},{"$error":"#N/A"},null,{"$error":"#N/A"},17.37611712619826,{"$error":"#N/A"},{"$error":"#N/A"},{"$error":"#N/A"}]

{"sheet":"PPA Price for CSP Plants","index":25,"n_rows":210,"n_cols":8,"rows_kept":210,"cut":false,"hidden":false,"merged":[]}
["Levelized PPA prices for CSP and PV plants in AZ, CA, and NV (by PPA capacity and execution date)"]
[]
[]
[]
[]
[]
[]
[]
[]
[]
[]
[]
[]
[]
[]
[]
[]
[]
[]
[]
[]
["Source: Berkeley Lab, FERC"]
[]
["PV plants in AZ, CA, and NV (for comparison)",null,null,null,"CSP plants in AZ, CA, and NV"]
["PPA Execution Date","Capacity (MW)","2020 $/MWh",null,"PPA Execution Date","Capacity (MW)","2020 $/MWh"]
["2007-06-25",5,220.63141435781111,null,"2009-04-28",377,154.36446639479468," CSP tower, no storage"]
["2008-07-01",550,150.73040524305304]
["2008-07-23",210,131.7706901652578,null,"2009-11-04",110,139.78235959043315," CSP tower, 10 hours storage"]
["2008-12-19",10,168.7879318708772]
["2009-05-08",230,142.78340860236398,null,"2009-09-28",250,196.27998853404955," CSP trough, no storage"]
["2009-06-01",20,131.35468811484361,null,"2011-07-15",250,198.56649493827794," CSP trough, no storage"]
["2009-06-22",48,166.37159677334844]
["2009-08-17",250,145.58888183815037,null,"2010-12-15",250,137.08051925953475," CSP trough, 6 hours storage"]
["2009-09-08",250,194.79262084030665]
["2009-11-20",21,117.45124673431536]
["2009-12-24",20,240.08263936563256]
["2009-12-24",19,240.08263936563256]
["2009-12-24",6,240.08263936563256]
["2010-01-26",50,164.2326074511121]
["2010-01-26",20,163.20807880481198]
["2010-01-26",20,164.2326074511121]
["2010-02-02",50,139.12708403650188]
["2010-02-24",300,141.83064162154119]
["2010-03-06",40,133.81512112509478]
["2010-04-19",29,106.66165297410052]
["2010-04-21",66,140.64368111356367]
["2010-04-29",25,132.51787215964211]
["2010-05-10",125,133.21471916752552]
["2010-05-20",25.8,160.55576052646407]
["2010-06-01",20,132.51787215964211]
["2010-07-26",20,134.09801601299415]
["2010-07-29",150,154.49478261403425]
["2010-07-29",45,128.94246662977548]
["2010-08-24",23,114.43455922227665]
["2010-09-20",62.5,124.46150053332839]
["2010-11-10",130,130.46105532275737]
["2010-11-15",20,77.039295452069126]
["2010-11-15",14,78.974467067086621]
["2010-12-01",9,138.7308344812717]
["2010-12-21",60,124.70222447672158]
["2010-12-30",309,110.49071387284506]
["2010-12-30",20,147.93328369973588]
["2011-01-05",270,110.72793418415294]
["2011-01-07",110,123.30544471010373]
["2011-01-25",26,135.50909530311614]
["2011-02-07",250,115.56695260570278]
["2011-02-11",30,114.50864091068806]
["2011-02-11",20,118.11935828776366]
["2011-03-08",150,94.320488853098709]
["2011-06-03",127,111.74425078754807]
["2011-06-03",110,119.61881898299147]
["2011-06-21",150,107.10791682952231]
["2011-07-08",23,126.51001719203325]
["2011-07-14",20,101.06462360792489]
["2011-07-21",150,115.93134912455014]
["2011-09-29",250,85.827763239709867]
["2011-10-01",9,137.69097724320744]
["2011-12-08",19,108.14725440354329]
["2011-12-20",20,84.640567540000703]
["2011-12-20",20,85.457491161148653]
["2012-01-01",15,77.456188894838746]
["2012-01-01",15,86.332885309072068]
["2012-02-03",200,86.715123529504552]
["2012-02-27",20,76.756972344597386]
["2012-07-03",20,91.375792663152524]
["2012-07-03",20,94.207180027618278]
["2012-08-03",20,87.994188335344091]
["2012-08-13",20,91.287669967063152]
["2012-08-16",102,89.014281114293723]
["2012-08-29",20,86.051279361527307]
["2012-08-31",250,91.646623101480131]
["2012-09-17",20.8,100.91375636786022]
["2012-09-17",20,83.850645362473855]
["2012-10-17",10,86.455760439164152]
["2012-11-01",20,71.032712352680903]
["2012-11-15",20,82.269906456320939]
["2012-12-12",250,80.77785758242976]
["2012-12-13",20,83.794134143939033]
["2013-02-28",45,80.469870516428358]
["2013-03-22",20,85.54537932553805]
["2013-03-22",20,86.879887243016526]
["2013-03-25",20,75.769444740106138]
["2013-04-10",20,85.057922213075969]
["2013-04-16",20,62.489022441100744]
["2013-06-01",20,58.951732971391216]
["2013-06-03",48,66.357227023510106]
["2013-06-03",40,67.24666182926795]
["2013-07-03",50,57.237838446182408]
["2013-07-10",40,58.755227194819881]
["2013-07-10",20,63.02709190289174]
["2013-07-17",20,79.572679143973403]
["2013-07-17",12,79.572679143973403]
["2013-09-06",15,66.289364787988916]
["2013-09-27",20,63.68742869174033]
["2013-10-09",20,65.826851632149584]
["2013-10-22",20,63.919864562878068]
["2013-12-01",7.3140000000000001,81.536047201167648]
["2013-12-19",150,56.080659271407015]
["2014-01-30",7,68.415203282089777]
["2014-03-17",20,63.180457509835378]
["2014-03-26",26.66,59.117106335814285]
["2014-05-27",30,62.709645900907255]
["2014-06-12",30,56.862090410214812]
["2014-07-18",93.6,54.488431930163024]
["2014-07-23",75,57.445227719825162]
["2014-07-24",56,57.237838446182408]
["2014-07-24",56,57.801671239864994]
["2014-08-19",105,60.435827572850741]
["2014-08-25",60,60.413994299557807]
["2014-09-03",60,50.300759013700436]
["2014-10-03",30,59.119498661006418]
["2014-10-20",40,56.493812622583903]
["2014-10-21",11.4,61.907402122835911]
["2014-10-22",20,49.75052347232684]
["2014-10-22",20,56.284968605507231]
["2014-10-22",20,56.284968605507231]
["2014-10-22",20,56.284968605507231]
["2014-10-22",19.5,64.205975300163885]
["2014-10-22",19.5,64.221962843814296]
["2014-10-22",15,56.284968605507231]
["2014-10-22",14.7,66.204418256468799]
["2014-11-13",30,61.572303047617183]
["2014-11-18",45,48.830035442316934]
["2014-12-09",130,59.057242591198218]
["2015-03-05",10.5,83.888269051173253]
["2015-03-23",20,68.103525983807629]
["2015-04-03",54,45.326870679638063]
["2015-04-14",6.8,63.489127014754814]
["2015-04-17",20,52.965297415203587]
["2015-06-05",100,41.944134525586627]
["2015-06-19",100,44.134615754345361]
["2015-06-23",46,49.033058139570798]
["2015-06-25",100.815,54.667308533996064]
["2015-07-15",125,51.949427114259713]
["2015-07-16",150,48.894875077160599]
["2015-08-05",30,45.015431742091714]
["2015-08-12",10,50.141477338304576]
["2015-08-16",10,50.141477338304576]
["2015-08-28",150,51.021198302627944]
["2015-09-03",10.88,74.94414326883394]
["2015-10-08",55,49.010809364136549]
["2015-10-09",154.27199999999999,42.594166446248039]
["2015-11-05",85,51.509220855443289]
["2015-11-06",54,44.588438658721486]
["2015-11-20",86,43.98172496666524]
["2015-11-30",50,46.098955607192714]
["2015-12-17",90,41.818229045460882]
["2015-12-18",20,50.756371673595154]
["2015-12-18",20,51.093216616311146]
["2015-12-18",20,51.141886988856733]
["2015-12-18",20,51.162849398788495]
["2016-01-06",26,29.293350022390079]
["2016-05-19",100,34.67772775209999]
["2016-08-04",20,41.140252095784604]
["2016-09-15",100,41.916756392770139]
["2016-11-18",80,34.527728451375609]
["2016-12-15",200,31.780265356808343]
["2017-01-17",60,39.191137067944162]
["2017-03-23",17,32.883550906071989]
["2017-05-22",100,27.106106642536467]
["2017-08-08",252.32,48.292314630589125]
["2017-09-23",200,29.921601342795071]
["2017-09-26",62.5,28.853208000148282]
["2017-09-26",50,28.330443857538935]
["2017-10-06",25,27.837441245399287]
["2017-10-06",25,27.837441245399287]
["2017-10-30",50,30.354217944465031]
["2017-12-08",45,19.553065269533572]
["2018-01-09",30,27.796971717218621]
["2018-02-21",106.688,45.705585928787485]
["2018-05-07",100,30.171215499609822]
["2018-05-30",300,18.93389544428695]
["2018-05-30",250,21.688107514517633]
["2018-05-30",200,21.125318528116463]
["2018-05-30",101,21.117349716902513]
["2018-05-30",100,23.874558396920769]
["2018-05-30",50,24.329272480262663]
["2018-06-08",30,21.498338798626406]
["2018-09-20",100,21.553667958426082]
["2018-10-18",13,36.628212164999013]
["2019-03-21",160,26.984775407987811]
["2019-07-01",400,15.214713375484605]
["2019-11-26",44,23.636449894044457]
["2020-03-25",200,18.172685515422035]
["2020-04-08",127.86,18.951401844782342]
["2021-02-23",50,20.535411149143354]
["2021-03-25",130,18.816870408402647]
["2021-06-01",350,18.598115371486017]
["2021-06-01",250,19.702177660993065]
["2021-06-01",90,17.37611712619826]

{"sheet":"Annual Average PPA Price","index":26,"n_rows":65,"n_cols":36,"rows_kept":65,"cut":false,"hidden":false,"merged":[[24,24,24,25],[24,14,24,15],[24,16,24,17],[24,18,24,19],[24,20,24,21],[24,22,24,23],[25,14,25,15],[25,16,25,17],[25,18,25,19],[25,20,25,21],[25,22,25,23],[25,34,25,35],[24,26,24,27],[24,28,24,29],[24,30,24,31],[24,32,24,33],[24,34,24,35],[25,24,25,25],[25,26,25,27],[25,28,25,29],[25,30,25,31],[25,32,25,33],[45,24,45,25],[44,14,44,15],[44,16,44,17],[44,18,44,19],[44,20,44,21],[44,22,44,23],[44,24,44,25],[45,14,45,15],[45,16,45,17],[45,18,45,19],[45,20,45,21],[45,22,45,23]]}
["Generation-weighted average levelized wind PPA prices by PPA execution date and region",null,null,null,null,null,null,null,null,"Generation-weighted average levelized wind PPA prices by PPA execution date and consolidated region"]
[]
[]
[]
[]
[]
[]
[]
[]
[]
[]
[]
[]
[]
[]
[]
[]
[]
[]
[]
[]
["Source: Berkeley Lab, FERC"]
["Note: Averages shown only if there are two or more PPAs in a given region-year."]
[]
["PPA","Nationwide","Hawaii","CAISO","West (non-ISO)","MISO","SPP","ERCOT","PJM","NYISO","ISO-NE","Southeast (non-ISO)",null,"PPA","Nationwide",null,"Hawaii",null,"CAISO",null,"West (non-ISO)",null,"MISO",null,"SPP",null,"ERCOT",null,"PJM",null,"NYISO",null,"ISO-NE",null,"Southeast (non-ISO)"]
["Execution","Average PPA","Average PPA","Average PPA","Average PPA","Average PPA","Average PPA","Average PPA","Average PPA","Average PPA","Average PPA","Average PPA",null,"Execution","Sample",null,"Sample",null,"Sample",null,"Sample",null,"Sample",null,"Sample",null,"Sample",null,"Sample",null,"Sample",null,"Sample",null,"Sample"]
["Year","2020 $/MWh","2020 $/MWh","2020 $/MWh","2020 $/MWh","2020 $/MWh","2020 $/MWh","2020 $/MWh","2020 $/MWh","2020 $/MWh","2020 $/MWh","2020 $/MWh",null,"Year","MW","Projects","MW","Projects","MW","Projects","MW","Projects","MW","Projects","MW","Projects","MW","Projects","MW","Projects","MW","Projects","MW","Projects","MW","Projects"]
[2006,null,null,null,null,null,null,null,null,null,null,null,null,2006,7,1,0,0,0,0,7,1,0,0,0,0,0,0,0,0,0,0,0,0,0,0]
[2007,null,null,null,null,null,null,null,null,null,null,null,null,2007,5,1,0,0,5,1,0,0,0,0,0,0,0,0,0,0,0,0,0,0,0,0]
[2008,145.2991534160949,null,145.2991534160949,null,null,null,null,null,null,null,null,null,2008,770,3,0,0,770,3,0,0,0,0,0,0,0,0,0,0,0,0,0,0,0,0]
[2009,160.64037958505693,null,162.36593127922595,137.68404654208115,null,null,171.85316936440697,null,null,null,null,null,2009,1030,16,0,0,844,8,69,3,0,0,50,1,44,2,10.08,1,0,0,0,0,12.6,1]
[2010,133.78053331666038,null,132.05849429461136,126.2966625483305,null,null,null,null,null,null,168.03506613587871,null,2010,1753,31,0,0,1457.3,17,251,11,0,0,0,0,0,0,0,0,32,1,0,0,13.15,2]
[2011,109.28731027460616,null,106.28493722235731,112.47948906359574,null,null,null,null,null,null,{"$error":"#N/A"},null,2011,1810,21,6,1,1259,10,495,8,0,0,0,0,0,0,20,1,0,0,0,0,30,1]
[2012,84.96036798549413,null,87.07175344853394,83.075992234145417,null,null,null,null,null,null,{"$error":"#N/A"},null,2012,1113,19,0,0,512.79999999999995,13,600,6,0,0,0,0,0,0,0,0,0,0,0,0,0,0]
[2013,68.951758233588777,null,66.867169817239528,63.310907917451622,null,null,null,null,null,null,{"$error":"#N/A"},null,2013,708,24,12,1,489.31400000000002,17,138,3,28.8,1,0,0,0,0,0,0,0,0,20,1,20,1]
[2014,56.591949746534631,null,57.324849785336156,56.46963135270213,null,null,null,null,null,null,58.326858119987975,null,2014,2056,41,0,0,672.36,19,564.41600000000005,10,100,1,0,0,157.5,1,10.3,1,0,0,0,0,551.79999999999995,9]
[2015,47.265539934615283,null,49.8645993607458,42.874595846411168,52.131191859872658,38.972360827035956,35.365128137110688,null,null,null,53.13176140678393,null,2015,3114,56,27.6,1,935.38699999999994,18,865.48,14,215.25,4,168.6,4,318.5,3,80,1,0,0,0,0,503.56,11]
[2016,39.362678753876757,null,37.846978564712849,32.92874627029498,{"$f":"NA()","v":{"$error":"#N/A"}},null,{"$f":"NA()","v":{"$error":"#N/A"}},45.341530717308039,null,null,46.36667123461477,null,2016,917,14,0,0,226,4,307.8,3,0,0,0,0,150,1,180,3,24.9,1,0,0,28.56,2]
[2017,38.048382660377413,93.50171661032509,36.14071459421838,32.128251725422999,{"$f":"NA()","v":{"$error":"#N/A"}},null,22.038540526071188,82.494753461972309,null,76.040707814469073,28.545577956284355,null,2017,2100,34,109.6,3,686.81999999999994,7,306,6,100,1,0,0,170,2,16.8,2,0,0,206.10999999999999,6,504.7,7]
[2018,25.821234672360621,null,38.424623392379949,21.996078232530557,41.838323966833393,null,null,32.442768317480997,null,null,26.743726431397356,null,2018,2919,35,0,0,206.68799999999999,2,1599,17,60.5,3,5.6814814814814811,1,144,1,156,2,6.3,1,0,0,741,8]
[2019,20.694952815133721,null,16.178431929961331,18.067090577683814,37.526250750605946,null,null,31.480652641184626,null,null,22.676854544764939,null,2019,1966,21,0,0,444,2,968,9,109.30769230769231,2,4.5999999999999996,1,0,0,265.5,4,0,0,50,1,125,2]
[2020,21.619766077553646,null,{"$error":"#N/A"},20.656213369063128,null,null,null,null,null,null,null,null,2020,835,7,0,0,0,0,777.86,5,0,0,0,0,0,0,0,0,0,0,50,1,7.5,1]
["2021(P)",24.297418708520166,null,18.712575946751539,18.348197747924484,null,null,null,null,40.710800609541856,null,null,null,"2021(P)",1700,9,0,0,140,2,970,5,0,0,0,0,0,0,0,0,590,2,0,0,0,0]
[]
["PPA","Nationwide","Hawaii","West","Central","Northeast","Southeast",null,null,null,null,null,null,"PPA","Nationwide",null,"Hawaii",null,"West",null,"Central",null,"Northeast",null,"Southeast"]
["Execution","Average PPA","Average PPA","Average PPA","Average PPA","Average PPA","Average PPA",null,null,null,null,null,null,"Execution","Sample",null,"Sample",null,"Sample",null,"Sample",null,"Sample",null,"Sample"]
["Year","2020 $/MWh","2020 $/MWh","2020 $/MWh","2020 $/MWh","2020 $/MWh","2020 $/MWh",null,null,null,null,null,null,"Year","MW","Projects","MW","Projects","MW","Projects","MW","Projects","MW","Projects","MW","Projects"]
[2006,null,null,null,null,null,null,null,null,null,null,null,null,2006,{"$f":"Q48+S48+U48+W48+Y48","v":7},{"$f":"R48+T48+V48+X48+Z48","v":1},{"$f":"Q28","v":0},0,{"$f":"S28+U28","v":7},1,{"$f":"W28+Y28+AA28","v":0},0,{"$f":"AC28+AE28+AG28","v":0},0,{"$f":"AI28","v":0},0]
[2007,null,null,null,null,null,null,null,null,null,null,null,null,2007,{"$f":"Q49+S49+U49+W49+Y49","v":5},1,0,0,5,1,0,0,0,0,0,0]
[2008,145.2991534160949,null,145.2991534160949,null,null,null,null,null,null,"geometric average",null,null,2008,770,3,0,0,770,3,0,0,0,0,0,0]
[2009,160.64037958505693,null,160.58033028776634,150.37293381568389,null,null,null,null,{"$f":"1- (B51-B52)/B51","v":0.83279517679317594},{"$f":"PRODUCT(J51:J62)^(1/COUNT(J51:J62))-1","v":-0.14563761779321061},null,null,2009,1029.68,16,0,0,913,11,94,3,10.08,1,12.6,1]
[2010,133.78053331666038,null,131.2270296007957,{"$error":"#N/A"},null,168.03506613587871,null,null,0.81691489460519318,{"$f":"(B63/B51)^(1/12)-1","v":-0.14563761779321061},null,null,2010,1753.45,31,0,0,1708.3,28,0,0,32,1,13.15,2]
[2011,109.28731027460616,null,108.07286456176226,{"$error":"#N/A"},null,{"$f":"NA()","v":{"$error":"#N/A"}},null,null,0.77740377882861478,null,null,null,2011,1810,21,6,1,1754,18,0,0,20,1,30,1]
[2012,84.96036798549413,null,84.96036798549413,{"$error":"#N/A"},null,{"$f":"NA()","v":{"$error":"#N/A"}},null,null,0.81157556009363552,null,null,null,2012,1112.8,19,0,0,1112.8,19,0,0,0,0,0,0]
[2013,68.951758233588777,null,66.171832041981673,{"$error":"#N/A"},null,{"$f":"NA()","v":{"$error":"#N/A"}},null,null,0.82074701496105928,null,null,null,2013,708.11400000000003,24,12,1,627.31400000000008,20,28.8,1,20,1,20,1]
[2014,56.591949746534631,null,56.93475727386857,51.417846088009,null,58.326858119987975,null,null,0.83519900173627715,null,null,null,2014,2056.3760000000002,41,0,0,1236.7760000000001,29,257.5,2,10.3,1,551.79999999999995,9]
[2015,47.265539934615283,null,46.529982972888391,40.644590963141184,null,53.13176140678393,null,null,0.83279866914308109,null,null,null,2015,3114.377,56,27.6,1,1800.867,32,702.35,11,80,1,503.56,11]
[2016,39.362678753876757,null,34.965419407978878,{"$f":"NA()","v":{"$error":"#N/A"}},56.901516308391265,46.36667123461477,null,null,0.96661060336576043,null,null,null,2016,917.25999999999988,14,0,0,533.79999999999995,7,150,1,204.9,4,28.56,2]
[2017,38.048382660377413,93.50171661032509,34.956735955218477,24.045519455787911,76.568962418574785,28.545577956284355,null,null,0.67864210951731674,null,null,null,2017,2100.0299999999997,34,109.6,3,992.81999999999994,13,270,3,222.91,8,504.7,7]
[2018,25.821234672360621,null,23.930637851125123,34.672063382248894,36.724692142243924,26.743726431397356,null,null,0.80147030448880363,null,null,null,2018,2919.1694814814819,35,0,0,1805.6880000000001,19,210.18148148148148,5,162.30000000000001,3,741,8]
[2019,20.694952815133721,null,17.43584329345401,37.827229702548671,33.112918800498896,22.676854544764939,null,null,1.0446878652336733,null,null,null,2019,1966.4076923076923,21,0,0,1412,11,113.9076923076923,3,315.5,5,125,2]
[2020,21.619766077553646,null,20.656213369063128,null,{"$f":"NA()","v":{"$error":"#N/A"}},null,null,null,1.1238520630316415,null,null,null,2020,835.36,7,0,0,777.86,5,0,0,50,1,7.5,1]
["2021(P)",24.297418708520166,null,18.398986623945262,null,40.710800609541856,null,null,null,0,null,null,null,"2021(P)",1700,9,0,0,1110,7,0,0,590,2,0,0]
[]
["Note: West = CAISO, West (non-ISO); Central = MISO, SPP, ERCOT; Northeast = PJM, NYISO, ISO-NE; Southeast = Southeast (non-ISO)"]

{"sheet":"LevelTen Solar PPA Prices","index":27,"n_rows":39,"n_cols":15,"rows_kept":39,"cut":false,"hidden":false,"merged":[[33,1,33,11]]}
["LevelTen Energy solar PPA price indices"]
[]
[]
[]
[]
[]
[]
[]
[]
[]
[]
[]
[]
[]
[]
[]
[]
[]
[]
[]
["Source: LevelTen Energy"]
[]
[null,"LevelTen PPA Price Index (25th percentile of first-year offer price)",null,null,null,null,null,null,null,null,null,null,null,"Average","Average"]
[null,"nominal $/MWh",null,null,null,null,null,null,null,null,null,null,null,"previous","calendar "]
["Region","2018-Q3","2018-Q4","2019-Q1","2019-Q2","2019-Q3","2019-Q4","2020-Q1","2020-Q2","2020-Q3","2020-Q4","2021-Q1","2021-Q2","four quarters","year 2020"]
["CAISO",26.4,26.4,23,24.3,24.2,23.9,22,25.9,25.1,25.1,28.8,27.5,{"$f":"AVERAGE(J26:M26)","v":26.625},{"$f":"AVERAGE(H26:K26)","v":24.524999999999999}]
["ERCOT",25,25.5,24.1,24.4,24.4,24.2,24.2,24.7,26,26.7,26.5,27.2,{"$f":"AVERAGE(J27:M27)","v":26.6},{"$f":"AVERAGE(H27:K27)","v":25.400000000000002}]
["SPP",28.9,24.9,24.5,24.9,24.7,24.5,24.7,27.2,28.1,30.5,30.9,31.5,{"$f":"AVERAGE(J28:M28)","v":30.25},{"$f":"AVERAGE(H28:K28)","v":27.625}]
["MISO",31.7,32.4,33.4,32.4,31.3,30,31.6,30.4,31.2,33.700000000000003,34.6,35.299999999999997,{"$f":"AVERAGE(J29:M29)","v":33.700000000000003},{"$f":"AVERAGE(H29:K29)","v":31.725000000000001}]
["PJM",33.9,34.5,33.5,33.5,34,34.9,34.9,34.9,36.799999999999997,37.5,36,35.9,{"$f":"AVERAGE(J30:M30)","v":36.549999999999997},{"$f":"AVERAGE(H30:K30)","v":36.024999999999999}]
[]
["GDP Deflator",110.59699999999999,111.175,111.514,112.152,112.517,112.97799999999999,113.346,112.85899999999999,113.88800000000001,114.43899999999999,115.652,117.38]
[]
[null,"2020 $/MWh"]
["CAISO",{"$f":"B26*AVERAGE($H$32:$K$32)/B$32","v":27.12470681844896},{"$f":"C26*AVERAGE($H$32:$K$32)/C$32","v":26.98368518102091},23.437048262998367,24.620888615450454,24.44002772914315,24.038562374975655,22.055705538792719,26.077625178319845,25.043800049171111,24.923219357037372,{"$f":"L26*AVERAGE($H$32:$K$32)/L$32","v":28.297222702590528},26.62214602146873,{"$f":"AVERAGE(J35:M35)","v":26.221597032566933},{"$f":"AVERAGE(H35:K35)","v":24.525087530830262}]
["ERCOT",{"$f":"B27*AVERAGE($H$32:$K$32)/B$32","v":25.686275396258484},26.063786822577015,24.557950571228723,24.722209144732144,24.642011429383999,24.340301651648989,24.261276092671991,24.869395440328194,25.941784911491986,26.511950471430193,26.037375056203089,26.331722610325436,{"$f":"AVERAGE(J36:M36)","v":26.205708262362677},{"$f":"AVERAGE(H36:K36)","v":25.396101728980589}]
["SPP",29.693334358074804,25.450521250281085,24.965551410585213,25.22881179114059,24.944986979745277,24.642040928322324,24.762542127644551,27.386540727810804,28.037082923574033,30.28518686811314,30.360561857987747,30.494458170046002,{"$f":"AVERAGE(J37:M37)","v":29.794322454930231},{"$f":"AVERAGE(H37:K37)","v":27.617838161785631}]
["MISO",32.570197202455759,33.116340903980209,34.034670086267191,32.827851487267274,31.610449087693411,30.173927667333459,31.680013410265907,30.608486695788546,31.130141893790384,33.46264909689878,33.995968941306671,34.173154711194407,{"$f":"AVERAGE(J38:M38)","v":33.190478660797559},{"$f":"AVERAGE(H38:K38)","v":31.720322774185902}]
["PJM",34.830589437326502,35.262770407015964,34.136570296106314,33.94237730936586,34.337229040944919,35.102335852997925,34.988369241084811,35.139348213257243,36.717603259342503,37.235885493581726,35.37152837823816,34.754001533480995,{"$f":"AVERAGE(J39:M39)","v":36.019754666160843},{"$f":"AVERAGE(H39:K39)","v":36.020301551816566}]

{"sheet":"PV+Battery Hybrid Project Specs","index":28,"n_rows":164,"n_cols":13,"rows_kept":164,"cut":false,"hidden":false,"merged":[[2,12,3,12],[2,1,2,3],[2,4,3,4],[2,5,2,7],[2,8,2,9],[2,10,3,10],[2,11,3,11]]}
["Metadata for online and announced PV hybrid projects"]
[]
[null,"Project",null,null,"Actual or\nExpected COD\n(PV/Wind/Battery)","Capacity\n(MW-AC)",null,null,"Battery\nStorage",null,"Battery:Gen\nCapacity\nRatio","Levelized\nPPA Price\n(2020 $/MWh)","Levelized\nStorage Adder\n(2020 $/MWh-PV)"]
["State","Name","Sponsor","Offtaker",null,"PV","Wind","Battery","Duration","MWh"]
["AL","Redstone Arsenal","SunPower","Redstone Arsenal","2017-12-01",10,0,1,2,2,{"$f":"H5/(F5+G5)","v":0.1}]
["AR","Searcy","NextEra / Entergy","Entergy","2021-12-01",100,0,10,3,30,{"$f":"H6/(F6+G6)","v":0.1}]
["AZ","Chino Valley","Uknown--RFP in December 2020","APS","Dec-12/Jul-23",19,0,19,4,76,1]
["AZ","Cotton Center","APS/Invenergy","APS","Nov-11/Dec-22",17,0,17,3,51,1]
["AZ","Desert Star","APS/Invenergy","APS","Jun-15/Dec-22",10,0,10,3,30,1]
["AZ","Foothills","APS/Invenergy","APS","Mar-13/Dec-22",35,0,35,3,105,1]
["AZ","Gila Bend","APS/Invenergy","APS","Oct-14/Dec-22",32,0,32,3,96,1]
["AZ","Hyder","APS/Invenergy","APS","Oct-11/Dec-22",16,0,16,3,48,1]
["AZ","Hyder II","APS/Invenergy","APS","Jan-13/Dec-22",14,0,14,3,42,1]
["AZ","Mesquite Solar 4","ConEd Development","Modesto Irrigation District","2023-07-01",52.5,0,10,4,40,0.19047619047619047,19.773610206979079]
["AZ","Paloma","APS/Invenergy","APS","Sep-11/Dec-22",17,0,17,3,51,1]
["AZ","Pinal Central","NextEra","SRP","2018-04-01",20,0,10,4,40,0.5,74.228427847345614]
["AZ","Red Rock","Uknown--RFP in December 2020","APS","Feb-17/Jul-23",40,0,40,4,160,1]
["AZ","Sonoran Energy Center","NextEra","Salt River Project","2023-07-01",250,0,250,4,1000,1]
["AZ","Storey","NextEra","Salt River Project","2023-07-01",88,0,88,3,264,1]
["AZ","Wilmot","NextEra","TEP","2021-12-31",100,0,30,4,120,0.3,42.165054777278989,15.058948134742522]
["CA","Angela","Angiola East","CCCE and SVCE","2023-03-31",40,0,20,4,80,0.5]
["CA","Aratina","8minute Solar","MBCP and SVCE","2023-12-01",200,0,50,3,150,0.25]
["CA","Arica","Clearway","Clean Power Alliance","2023-12-01",93.5,0,71,4,284,0.75935828877005351]
["CA","Arlington","NextEra","Kaiser Permanente","Dec-20/Dec-21/Dec-21",131,50,110,4,440,0.60773480662983426]
["CA","Arlington","NextEra","Clean Power Alliance","2022-10-01",233,0,132,4,528,0.5665236051502146]
["CA","Azalea","Solar Frontier Americas","Clean Power Alliance","2022-12-31",60,0,38,4,152,0.6333333333333333]
["CA","BigBeau","EDF-RE / Masdar","MBCP and SVCE","2021-12-01",128,0,40,4,160,0.3125,33.027147455801646]
["CA","Blythe 110","NextEra","PG&E","Apr-16/Aug-21",110,0,63,4,252,0.57272727272727275]
["CA","Blythe 2","NextEra","SoCalEd","Oct-16/Aug-21",131.19999999999999,0,115,4,460,0.8765243902439025]
["CA","Blythe 3","NextEra","SoCalEd","May-20/Aug-21",136.80000000000001,0,115,4,460,0.84064327485380108]
["CA","California Flats 130","Capital Dynamics","Apple/MBCP(RA)","Nov-17/Aug-21",130,0,60,4,240,0.46153846153846156]
["CA","Camino","Avangrid","Riverside","2022-05-01",44,0,11,4,44,0.25,28.798923607364632,5.1624737133201748]
["CA","Chalan","Origis","Clean Power Alliance","2023-12-31",64.900000000000006,0,25,4,100,0.38520801232665636]
["CA","Crimson","Recurrent/Canadian Solar","Southern California Edison","2022-08-01",350,0,350,4,1400,1]
["CA","Crow Creek","NextEra","CleanPowerSF","2023-12-31",20,0,20,3,60,1]
["CA","Daggett","Clearway","Clean Power Alliance","2023-03-31",123,0,61.5,4,246,0.5]
["CA","Daggett 2","Clearway","Clean Power Alliance","2023-09-30",65,0,52,4,208,0.8]
["CA","Deer Creek","Vesper Energy","Desert Community Energy","2023-07-01",50,0,50,4,200,1,38.10079951724321,17.565388368099857]
["CA","Desert Harvest II","EDF-RE / Masdar","SCPPA","2021-01-31",70,0,35,4,140,0.5,"LMP plus $15.25"]
["CA","Eland","8minute Solar","LADWP/Glendale","2023-12-01",400,0,300,4,1200,0.75,30.185625635287927,14.970912259803322]
["CA","Estrella","sPower","Clean Power Alliance","2022-12-01",56,0,28,4,112,0.5]
["CA","Garland","Southern Power","SoCalEd","Nov-16/Aug-21",205,0,88,4,352,0.42926829268292682]
["CA","Gibson","ReneSola","Valley Clean Energy","2022-07-01",20,0,6.5,4,26,0.32500000000000001]
["CA","High Desert","Middle River Power","Clean Power Alliance","2021-08-01",100,0,50,4,200,0.5]
["CA","Jacumba Valley Ranch","BayWa","San Diego Community Power","2023-03-31",90,0,70,4,280,0.77777777777777779,37.221453127857238,19.845336001658978]
["CA","Jasmine","Idemitsu","CCCE","2023-12-01",70,0,17.5,4,70,0.25]
["CA","Maverick 6","EDF-RE","CleanPowerSF","2021-12-01",100,0,100,2,200,1]
["CA","McCoy","NextEra","SoCalEd","Jun-16/Aug-21",270.60000000000002,0,230,4,920,0.8499630450849962]
["CA","Mustang","Canadian Solar/Goldman Sachs","Sonoma Clean Power / Marin Clean Energy","2016/Jul-21",100,0,75,4,300,0.75]
["CA","Proxima","NextEra","Sonoma Clean Power","2023-12-01",50,0,5,4,20,0.1]
["CA","Rabbitbrush","First Solar","MBCP and SVCE","2022-06-30",100,0,20,2.5,50,0.2]
["CA","Raceway","sPower","EBCE","2022-12-01",125,0,80,2,160,0.64]
["CA","RE Slate","Recurrent/Goldman","5 offtakers","2021-12-01",300,0,140.25,4,561,0.46750000000000003]
["CA","RE Slate 2","ReCurrent","MBCP and SVCE","2021-06-30",150,0,45,4,180,0.3,34.377568533048382]
["CA","Resurgence Solar I","NextEra","Valley Clean Energy","2023/2024",90,0,75,4,300,0.83333333333333337]
["CA","Resurgence Solar II","NextEra","Clean Power Alliance","2023-03-31",48,0,40,4,160,0.83333333333333337]
["CA","Rexford 1","8minute Solar","Clean Power Alliance","2023-10-01",300,0,180,3,540,0.6]
["CA","San Luis West","Origis","CCCE and SVCE","2023-12-01",125,0,31.25,4,125,0.25]
["CA","Sanborn","Terra-Gen","SoCalEd","2021-08-01",300,0,50,4,200,0.16666666666666666]
["CA","Sonrisa","EDPR","SJCE & EBCE","2022-12-31",200,0,40,4,160,0.2]
["CA","Tranquility","Southern Power","SoCalEd","Sep-16/Aug-21",204,0,72,4,288,0.35294117647058826]
["CA","Vega","Zglobal","Amazon","2022-12-31",100,0,70,4,280,0.7]
["CA","Victory Pass","Clearway","CCCE and SVCE","2023-09-30",200,0,50,4,200,0.25]
["CA","Vikings Energy Farm","RAI Energy","San Diego Community Power","2023-06-30",100,0,150,4,600,1.5]
["CO","Colorado Mountain College","Ameresco","Holy Cross Energy","2022-04-01",5,0,5,3,15,1]
["CO","Neptune","NextEra","Xcel / PSCo","2022-12-31",250,0,125,4,500,0.5]
["CO","Pike","juwi","Colorado Springs","2023-12-01",175,0,25,4,100,0.14285714285714285]
["CO","Rawhide Prairie","DEPCOM Power","PRPA","2021-03-19",22,0,1,2,2,4.5454545454545456E-2]
["CO","Thunder Wolf","NextEra","Xcel / PSCo","2022-12-31",200,0,100,4,400,0.5]
["FL","Babcock","NextEra / FPL","FPL","Dec-16/Mar-18",74.5,0,10,4,40,{"$f":"H70/(F70+G70)","v":0.13422818791946309}]
["FL","Citrus","NextEra / FPL","FPL","Dec-16/Mar-18",74.5,0,4,4,16,5.3691275167785234E-2]
["FL","FL Solar 6","Origis","Gainesville Regional Utilities","2022-12-31",50,0,12,2,24,0.24,27.426978994371307]
["FL","Imeson (SunPort)","174 Power Global","Jacksonville Electric Authority","2019-12-04",5,0,1.5,2.5333333333333332,3.8,0.3]
["FL","Lake Placid","Duke Energy Florida","Duke Energy Florida","Dec-19/Dec-21",45,0,18,2,36,0.4]
["FL","Manatee","NextEra / FPL","FPL","Dec-16/Nov-21",74.5,0,409,2.2004889975550124,900,5.4899328859060406]
["GA","Broken Spoke (Hickory Park)","RWE Renewables","Georgia Power","2021-12-01",195.5,0,40,2,80,0.20460358056265984]
["GA","Cool Springs","NextEra","Georgia Power","2021-12-31",213,0,68,2.0679411764705882,140.62,0.31924882629107981]
["HI","AES Waikoloa Solar","AES","Hawaiian Electric","2021-07-20",30,0,30,4,120,1,63.316253250734604]
["HI","Barbers Point","Innergex","Hawaiian Electric","1905-07-15",15,0,15,4,60,1,85.215781107721597]
["HI","Hale Kuawehi","Innergex","Hawaiian Electric","2022-06-30",30,0,30,4,120,1,69.646762942238254]
["HI","Ho'Ohana Solar 1","174 Power Global","Hawaiian Electric","2021-12-31",52,0,52,4,208,1,81.624945759432677]
["HI","Kahana","Innergex","Hawaiian Electric","1905-07-15",20,0,20,4,80,1,68.171997860182941]
["HI","Kamaole","SB Energy","Hawaiian Electric","1905-07-15",40,0,40,4,160,1,63.528373582635218]
["HI","Kapaia","Tesla","KIUC","2017-04-01",13,0,13,4,52,1,126.12235705705886]
["HI","Kekaha","AES","KIUC","2019-12-01",14,0,14,5,70,1,90.129062111959513]
["HI","Kuihelani Solar","AES","Hawaiian Electric","2021-07-20",60,0,60,4,240,1,61.99218347026801]
["HI","Kupehau","Hanwha","Hawaiian Electric","2022-06-01",60,0,60,4,240,1,103.11322369325924]
["HI","Lawai","AES","KIUC","2018-10-01",20,0,20,5,100,1,93.865936904100252]
["HI","Mahi","Longroad","Hawaiian Electric","1905-07-15",120,0,120,4,480,1,73.937216936070598]
["HI","Mililani I Solar","Clearway","Hawaiian Electric","2021-12-31",39,0,39,4,156,1,72.791387126096112]
["HI","Mountain View","AES","Hawaiian Electric","1905-07-15",7,0,7,5,35,1,99.331449720013879]
["HI","Paeahu","Innergex","Hawaiian Electric","2022-06-30",15,0,15,4,60,1,93.111831224833452]
["HI","Puako","Engie EPS","Hawaiian Electric","1905-07-15",60,0,60,4,240,1,69.852259150010056]
["HI","Pulehu","Longroad","Hawaiian Electric","1905-07-15",40,0,40,4,160,1,70.095260293280504]
["HI","Waiawa Phase 2","AES","Hawaiian Electric","1905-07-15",30,0,30,8,240,1,98.09354723828703]
["HI","Waiawa Solar","Clearway","Hawaiian Electric","2021-12-31",36,0,36,4,144,1,79.203828260849278]
["HI","West Kaua'i","AES","KIUC","1905-07-15",35,0,35,2,70,1,61.712157406822932]
["HI","West Oahu","AES","Hawaiian Electric","2021-09-30",12.5,0,12.5,4,50,1,84.16542697009271]
["IN","Cavalry Solar","NextEra/NIPSCO","NIPSCO","2023-12-01",200,0,60,3,180,0.3]
["IN","Dunns Bridge II","NextEra/NIPSCO","NIPSCO","2023-12-01",435,0,75,3,225,0.17241379310344829]
["IN","Greensboro Solar","NextEra","NIPSCO","2023-07-01",100,0,30,3,90,0.3]
["IN","Petersburg","NextEra/AES Indiana","AES Indiana","2024-05-01",250,0,60,3,180,0.24]
["KY","Logan County","Silicon Ranch","TVA (Facebook, GM)","2023-12-01",173,0,30,4,120,0.17341040462427745]
["MN","Ramsey/Athens","Engie/NextEra","Connexus","2018-12-31",10,0,15,2,30,1.5]
["MO","Green City Renewable Energy Center","Ameren Missouri","Ameren Missouri","2021-12-01",10,0,2.5,4,10,0.25]
["MO","Richwoods Renewable Energy Center","Ameren Missouri","Ameren Missouri","2021-12-01",10,0,4,4,16,0.4]
["MO","Utica Renewable Energy Center","Ameren Missouri","Ameren Missouri","2021-12-01",10,0,2,4,8,0.2]
["MS","Clay County, MS","Origis","TVA (Knoxville Utility Board)","2023-12-01",200,0,50,4,200,0.25]
["MS","Golden Triangle","Origis","TVA (Facebook)","2023-10-01",200,0,50,4,200,0.25]
["NC","Grissom Solar","Pine Gate Renewables","North Carolina EMC","2021-06-28",5,0,10,1,10,2]
["NE","Norfolk","N Solar","NPPD","2021-12-31",8.5,0,1,2,2,0.11764705882352941]
["NM","Angel Fire","Torch Clean Energy","Kit Carson Electric Co-op","2021-12-01",6,0,3,2,6,0.5]
["NM","Arroyo","Clenera","PNM","2022-06-30",300,0,150,4,600,0.5,28.295925273800702,13.229263764374352]
["NM","Buena Vista","NextEra","El Paso Electric","2022-05-01",100,0,50,4,200,0.5,24.816627079381842,7.85956407225801]
["NM","Jicarilla 1","Hecate","PNM","2022-04-30",50,0,20,4,80,0.4,30.583138544072348,14.29249806149819]
["NM","San Juan Solar 1","Photosol","PNM","2022-06-10",200,0,100,4,400,0.5,34.391266937323486,13.136368046545595]
["NM","Sky Ranch","NextEra","PNM (Facebook)","2023-12-01",190,0,100,4,400,0.52631578947368418,27.964783125502624,11.662825967105729]
["NM","Taos Mesa","Torch Clean Energy","Kit Carson Electric Co-op","2021-12-01",15,0,12,2,24,0.8]
["NV","Arrow Canyon (Moapa)","EDF-RE","NV Energy","2022-12-01",200,0,75,5,375,0.375,23.126907141402395]
["NV","Battle Mountain","Cypress Creek","NV Energy","2021-06-01",101,0,25,4,100,0.24752475247524752,24.858814434650284,3.7414647177477711]
["NV","Boulder Solar 3","174 Power Global","NV Energy","2023-12-01",128,0,58,4,232,0.453125,29.18320148329575,10.231799638513408]
["NV","Chuckwalla","EDF-RE","NV Energy","2023-12-01",200,0,180,4,720,0.9,36.76303809394696,18.590352578524925]
["NV","Dodge Flat","NextEra","NV Energy","2021-12-01",200,0,50,4,200,0.25,25.675337000213453,4.5500184720969905]
["NV","Dry Lake","NV Energy","NV Energy","2023-12-01",150,0,100,4,400,0.66666666666666663]
["NV","Fish Springs Ranch","NextEra","NV Energy","2021-12-01",100,0,25,4,100,0.25,28.773458754634245,4.898900357713476]
["NV","Gemini","Quinbrook/Arevia","NV Energy","2023-12-01",690,0,380,3.8421052631578947,1460,0.55072463768115942,26.553145512733618]
["NV","Hot Pot","Primergy/NV Energy","NV Energy","2024-12-01",350,0,280,4,1120,0.8,35.10024228130284,16.502126909816823]
["NV","Iron Point","Avangrid/Primergy/NV Energy","NV Energy","2023-12-01",250,0,200,4,800,0.8,36.770946103276444,17.068768442283378]
["NV","Southern Bighorn","8minute Solar","NV Energy","2023-09-01",300,0,135,4,540,0.45,23.243370270793498]
["NV","Townsite","Capital Dynamics","Munis/Co-op","2021-12-31",180,0,90,4,360,0.5]
["NV","Yellow Pine Energy Center","NextEra","MBCP and SVCE","2022-12-01",125,0,65,4,260,0.52]
["NY","Alabama","EDPR","NYSERDA","2024-06-01",130,0,20,4,80,0.15384615384615385]
["NY","Excelsior","NextEra","NYSERDA","2022-12-31",280,0,20,4,80,7.1428571428571425E-2]
["NY","Garnet Energy Center","NextEra","NYSERDA","2023-06-01",200,0,20,4,80,{"$f":"H134/(F134+G134)","v":0.1}]
["NY","Moraine","EDF-RE","NYSERDA","2023-06-01",94,0,5,4,20,5.3191489361702128E-2,46.465316842465562]
["NY","South Ripley","ConnectGen","NYSERDA","2023-06-01",270,0,20,4,80,7.407407407407407E-2]
["NY","Tracy","EDF-RE","NYSERDA","2023-06-01",119,0,5,4,20,4.2016806722689079E-2,47.934388563135052]
["OK","Rush Springs","NextEra","Equinix/Owens Corning","2023/2024",0,249,10,2,20,4.0160642570281124E-2]
["OK","Skeleton Creek","NextEra","WFEC","Dec-23/Dec-20/Dec-23",250,250,200,4,800,0.4]
["OR","Wheatridge","NextEra","PGE","Dec-21/Dec-20/Dec-21",50,300,30,4,120,8.5714285714285715E-2]
["TX","Azure Sky Solar","Enel","Home Depot","2021-07-01",225,0,81,1.4320987654320987,116,0.36]
["TX","Azure Sky Wind","Enel","Kellogg Company","2022-07-01",0,350,120,null,null,0.34285714285714286]
["TX","Blue Jay","Enel","partial","2021-12-31",210,0,51.63,null,null,0.24585714285714286]
["TX","Castle Gap (Upton 2)","Luminant","Luminant","Jun-18/Dec-18",180,0,10,4.2,42,5.5555555555555552E-2]
["TX","Danish Fields I-III","Total/Sunchase","Total","2023-12-31",603,0,150.83000000000001,null,null,0.25013266998341627]
["TX","Helena Energy Center","Orsted","Henkel/Target/others","2022-06-01",250,268,0,null,null,0]
["TX","High Lonesome Wind","Enel","partial","Dec-19/Dec-21",0,500,57,null,null,0.114]
["TX","Lily","Enel",null,"2021-07-01",146,0,50,1.5,75,0.34246575342465752]
["TX","Long Point","Total/Sunchase","Total","2023-12-31",101.25,0,100.62,null,null,0.99377777777777787]
["TX","Morrow Lake","Total/Sunchase","Total","2023-12-31",204,0,201.13,null,null,0.98593137254901964]
["TX","Mustang Creek","Total/Sunchase","Total","2023-12-31",152.25,0,150.83000000000001,null,null,0.99067323481116598]
["TX","Noble","National Grid (NRG)","Home Depot/NRG/Hershey","2022-06-01",275,0,125,1,125,0.45454545454545453]
["TX","Permian Energy Centre","Orsted","ExxonMobil","2021-05-01",420,0,40,1,40,9.5238095238095233E-2]
["TX","Ranchland Wind","Enel","partial","2022-03-31",0,263,71,null,null,0.26996197718631176]
["TX","Roadrunner Solar","Enel","partial","Dec-19/Dec-21",497,0,51.06,null,null,0.10273641851106641]
["TX","Roseland","Enel","partial","2022-10-01",513,0,51.63,null,null,0.10064327485380117]
["TX","Upton County Solar","Viridity (Ormat)","Austin Energy","Dec-17/Dec-21",157.5,0,25,null,null,0.15873015873015872]
["VA","Correctional Solar","Dominion","Dominion","Dec-17/Dec-21",20,0,2,2,4,0.1]
["VA","Scott Solar","Dominion","Dominion","Dec-16/Dec-21",17,0,12,4,48,0.70588235294117652]
["WI","Darien","Invenergy/WEC Energy","We Energies/WPS/MG&E","2023-12-01",250,0,75,4,300,0.3]
["WI","Koshkonong","Invenergy/WEC Energy","We Energies/WPS/MG&E","2024-12-01",300,0,165,4,660,0.55000000000000004]
["WI","Paris","Invenergy/WEC Energy","We Energies/WPS/MG&E","2023-12-01",200,0,110,4,440,0.55000000000000004]
[]
["Note:  To be included in this table, projects must have been publicly announced by the sponsor and/or offtaker as having signed a PPA or as otherwise moving forward, PV capacity must be at least 5 MW, and battery duration must be at least 1.0 hour."]

{"sheet":"PV+Battery Hybrid PPA Price","index":29,"n_rows":72,"n_cols":77,"rows_kept":72,"cut":false,"hidden":false,"merged":[]}
["Levelized price of PV+battery PPAs in the LBNL sample",null,null,null,null,null,null,null,null,"Levelized storage adder as a function of battery:PV capacity",null,null,null,null,null,null,null,null,null,null,null,"Storage contribution as a function of battery:PV capacity",null,null,null,null,null,null,null,null,null,null,"Levelized storage adder as a function of PPA execution date and battery:PV capacity",null,null,null,null,null,null,null,null,null,null,"Storage contribution as a function of PPA execution date and battery:PV capacity",null,null,null,null,null,null,null,null,null,null,"Levelized price of PV+battery PPAs in the LBNL sample (bubble size represents battery:PV capacity)",null,null,null,null,null,null,null,null,null,null,"Levelized price of PV+battery PPAs in the LBNL sample (bubble size represents PV capacity)",null,null,null,null,null,null,null,null,null,null,"Levelized price of PV+battery PPAs in the LBNL sample (bubble size represents battery capacity)"]
[]
[]
[]
[]
[]
[]
[]
[]
[]
[]
[]
[]
[]
[]
[]
[]
[]
[]
[]
[]
[]
[]
[null,null,null,null,null,null,null,null,null,null,null,null,null,null,null,null,null,null,null,null,null,{"$f":"IF(NOT(ISNUMBER($I24)),\"-\",IF(AND($E24>24%,$E24<=30%),$I24,\"-\"))","v":"-"},{"$f":"IF(NOT(ISNUMBER($I24)),\"-\",IF(AND($E24>=40%,$E24<=50%),$I24,\"-\"))","v":"-"},{"$f":"IF(NOT(ISNUMBER($I24)),\"-\",IF(AND($E24>=75%,$E24<=100%),$I24,\"-\"))","v":"-"},null,{"$f":"IF(NOT(ISNUMBER($H24)),\"-\",IF(AND($E24>24%,$E24<=30%),$H24,\"-\"))","v":"-"},{"$f":"IF(NOT(ISNUMBER($H24)),\"-\",IF(AND($E24>=40%,$E24<=50%),$H24,\"-\"))","v":"-"},{"$f":"IF(NOT(ISNUMBER($H24)),\"-\",IF(AND($E24>=75%,$E24<=100%),$H24,\"-\"))","v":"-"}]
["State","Project","PV\nCapacity\n(MWAC)","Battery\nCapacity\n(MWAC)","Battery:PV\nCapacity\nRatio","Battery\nDuration\n(Hours)","Levelized\nPPA Price\n(2020 $/MWh)","Levelized\nStorage Adder\n(2020 $/MWh-PV)","Adder /\nPPA Price","PPA\nExecution\nDate",null,"AZ","CA","CO","FL","HI","NM","NY","NV","Non-HI",null,"25-30%","40-50%","75-100%",null,"5-30%","40-50%","75-100%"]
["AZ","Pinal Central",20,10,{"$f":"D26/C26","v":0.5},4,74.228427847345614,null,null,"2017-04-14",null,{"$f":"IF($A26=L$25,$G26,NA())","v":74.228427847345614},{"$error":"#N/A"},{"$error":"#N/A"},{"$error":"#N/A"},{"$error":"#N/A"},{"$error":"#N/A"},{"$error":"#N/A"},{"$error":"#N/A"},{"$f":"IF($A26<>\"HI\",$G26,NA())","v":74.228427847345614}]
["AZ","Wilmot",100,30,{"$f":"D27/C27","v":0.3},4,42.165054777278989,15.058948134742522,{"$f":"H27/G27","v":0.35714285714285776},"2017-05-22",null,42.165054777278989,{"$error":"#N/A"},{"$error":"#N/A"},{"$error":"#N/A"},{"$error":"#N/A"},{"$error":"#N/A"},{"$error":"#N/A"},{"$error":"#N/A"},{"$f":"IF($A27<>\"HI\",$G27,NA())","v":42.165054777278989},null,0.35714285714285776,null,null,null,15.058948134742522]
["AZ","Mesquite Solar 4",52.5,10,{"$f":"D28/C28","v":0.19047619047619047},4,19.773610206979079,null,null,"2020-02-11",null,19.773610206979079,{"$error":"#N/A"},{"$error":"#N/A"},{"$error":"#N/A"},{"$error":"#N/A"},{"$error":"#N/A"},{"$error":"#N/A"},{"$error":"#N/A"},{"$f":"IF($A28<>\"HI\",$G28,NA())","v":19.773610206979079}]
["CA","RE Slate 2",150,45,0.3,4,34.377568533048382,null,null,"2018-10-01",null,{"$error":"#N/A"},34.377568533048382,{"$error":"#N/A"},{"$error":"#N/A"},{"$error":"#N/A"},{"$error":"#N/A"},{"$error":"#N/A"},{"$error":"#N/A"},34.377568533048382]
["CA","BigBeau",128,40,0.3125,4,33.027147455801646,null,null,"2018-10-01",null,{"$error":"#N/A"},33.027147455801646,{"$error":"#N/A"},{"$error":"#N/A"},{"$error":"#N/A"},{"$error":"#N/A"},{"$error":"#N/A"},{"$error":"#N/A"},33.027147455801646]
["CA","Eland",400,300,0.75,4,30.185625635287927,14.970912259803322,{"$f":"H31/G31","v":0.49596163553760714},"2019-07-01",null,{"$error":"#N/A"},30.185625635287927,{"$error":"#N/A"},{"$error":"#N/A"},{"$error":"#N/A"},{"$error":"#N/A"},{"$error":"#N/A"},{"$error":"#N/A"},30.185625635287927,null,null,null,0.49596163553760714,null,null,null,14.970912259803322]
["CA","Camino",44,11,0.25,4,28.798923607364632,5.1624737133201748,{"$f":"H32/G32","v":0.17925925925925915},"2019-11-26",null,{"$error":"#N/A"},28.798923607364632,{"$error":"#N/A"},{"$error":"#N/A"},{"$error":"#N/A"},{"$error":"#N/A"},{"$error":"#N/A"},{"$error":"#N/A"},28.798923607364632,null,0.17925925925925915,null,null,null,5.1624737133201748]
["CA","Deer Creek",50,50,1,4,38.10079951724321,17.565388368099857,{"$f":"H33/G33","v":0.46102414098030464},"2021-02-23",null,{"$error":"#N/A"},38.10079951724321,{"$error":"#N/A"},{"$error":"#N/A"},{"$error":"#N/A"},{"$error":"#N/A"},{"$error":"#N/A"},{"$error":"#N/A"},38.10079951724321,null,null,null,0.46102414098030464,null,null,null,17.565388368099857]
["CA","Jacumba Valley Ranch",90,70,0.77777777777777779,4,37.221453127857238,19.845336001658978,{"$f":"H34/G34","v":0.53316929711178729},"2021-06-01",null,{"$error":"#N/A"},37.221453127857238,{"$error":"#N/A"},{"$error":"#N/A"},{"$error":"#N/A"},{"$error":"#N/A"},{"$error":"#N/A"},{"$error":"#N/A"},37.221453127857238,null,null,null,0.53316929711178729,null,null,null,19.845336001658978]
["FL","FL Solar 6",50,12,0.24,2,27.426978994371307,null,null,"2020-05-01",null,{"$error":"#N/A"},{"$error":"#N/A"},{"$error":"#N/A"},27.426978994371307,{"$error":"#N/A"},{"$error":"#N/A"},{"$error":"#N/A"},{"$error":"#N/A"},27.426978994371307]
["HI","Kapaia",13,13,1,4,126.12235705705886,null,null,"2015-09-09",null,{"$f":"IF($A36=L$25,$G36,NA())","v":{"$error":"#N/A"}},{"$error":"#N/A"},{"$error":"#N/A"},{"$error":"#N/A"},126.12235705705886,{"$error":"#N/A"},{"$error":"#N/A"},{"$error":"#N/A"},{"$error":"#N/A"}]
["HI","Lawai",20,20,1,5,93.865936904100252,null,null,"2016-12-30",null,{"$error":"#N/A"},{"$error":"#N/A"},{"$error":"#N/A"},{"$error":"#N/A"},93.865936904100252,{"$error":"#N/A"},{"$error":"#N/A"},{"$error":"#N/A"},{"$error":"#N/A"}]
["HI","Kekaha",14,14,1,5,90.129062111959513,null,null,"2017-09-29",null,{"$error":"#N/A"},{"$error":"#N/A"},{"$error":"#N/A"},{"$error":"#N/A"},90.129062111959513,{"$error":"#N/A"},{"$error":"#N/A"},{"$error":"#N/A"},{"$error":"#N/A"}]
["HI","Ho'Ohana Solar 1",52,52,1,4,81.624945759432677,null,null,"2018-12-27",null,{"$error":"#N/A"},{"$error":"#N/A"},{"$error":"#N/A"},{"$error":"#N/A"},81.624945759432677,{"$error":"#N/A"},{"$error":"#N/A"},{"$error":"#N/A"},{"$error":"#N/A"}]
["HI","Hale Kuawehi",30,30,1,4,69.646762942238254,null,null,"2018-12-27",null,{"$error":"#N/A"},{"$error":"#N/A"},{"$error":"#N/A"},{"$error":"#N/A"},69.646762942238254,{"$error":"#N/A"},{"$error":"#N/A"},{"$error":"#N/A"},{"$error":"#N/A"}]
["HI","Paeahu",15,15,1,4,93.111831224833452,null,null,"2018-12-27",null,{"$error":"#N/A"},{"$error":"#N/A"},{"$error":"#N/A"},{"$error":"#N/A"},93.111831224833452,{"$error":"#N/A"},{"$error":"#N/A"},{"$error":"#N/A"},{"$error":"#N/A"}]
["HI","Kuihelani Solar",60,60,1,4,61.99218347026801,null,null,"2018-12-28",null,{"$error":"#N/A"},{"$error":"#N/A"},{"$error":"#N/A"},{"$error":"#N/A"},61.99218347026801,{"$error":"#N/A"},{"$error":"#N/A"},{"$error":"#N/A"},{"$error":"#N/A"}]
["HI","Mililani I Solar",39,39,1,4,72.791387126096112,null,null,"2018-12-29",null,{"$error":"#N/A"},{"$error":"#N/A"},{"$error":"#N/A"},{"$error":"#N/A"},72.791387126096112,{"$error":"#N/A"},{"$error":"#N/A"},{"$error":"#N/A"},{"$error":"#N/A"}]
["HI","Waiawa Solar",36,36,1,4,79.203828260849278,null,null,"2018-12-29",null,{"$error":"#N/A"},{"$error":"#N/A"},{"$error":"#N/A"},{"$error":"#N/A"},79.203828260849278,{"$error":"#N/A"},{"$error":"#N/A"},{"$error":"#N/A"},{"$error":"#N/A"}]
["HI","West Oahu",12.5,12.5,1,4,84.16542697009271,null,null,"2019-02-28",null,{"$f":"IF($A45=L$25,$G45,NA())","v":{"$error":"#N/A"}},{"$error":"#N/A"},{"$error":"#N/A"},{"$error":"#N/A"},84.16542697009271,{"$error":"#N/A"},{"$error":"#N/A"},{"$error":"#N/A"},{"$error":"#N/A"}]
["HI","Kahana",20,20,1,4,68.171997860182941,null,null,"2020-09-01",null,{"$error":"#N/A"},{"$error":"#N/A"},{"$error":"#N/A"},{"$error":"#N/A"},68.171997860182941,{"$error":"#N/A"},{"$error":"#N/A"},{"$error":"#N/A"},{"$error":"#N/A"}]
["HI","Pulehu",40,40,1,4,70.095260293280504,null,null,"2020-09-01",null,{"$error":"#N/A"},{"$error":"#N/A"},{"$error":"#N/A"},{"$error":"#N/A"},70.095260293280504,{"$error":"#N/A"},{"$error":"#N/A"},{"$error":"#N/A"},{"$error":"#N/A"}]
["HI","Kupehau",60,60,1,4,103.11322369325924,null,null,"2020-09-01",null,{"$error":"#N/A"},{"$error":"#N/A"},{"$error":"#N/A"},{"$error":"#N/A"},103.11322369325924,{"$error":"#N/A"},{"$error":"#N/A"},{"$error":"#N/A"},{"$error":"#N/A"}]
["HI","Barbers Point",15,15,1,4,85.215781107721597,null,null,"2020-09-01",null,{"$error":"#N/A"},{"$error":"#N/A"},{"$error":"#N/A"},{"$error":"#N/A"},85.215781107721597,{"$error":"#N/A"},{"$error":"#N/A"},{"$error":"#N/A"},{"$error":"#N/A"}]
["HI","Mahi",120,120,1,4,73.937216936070598,null,null,"2020-09-01",null,{"$error":"#N/A"},{"$error":"#N/A"},{"$error":"#N/A"},{"$error":"#N/A"},73.937216936070598,{"$error":"#N/A"},{"$error":"#N/A"},{"$error":"#N/A"},{"$error":"#N/A"}]
["HI","Mountain View",7,7,1,5,99.331449720013879,null,null,"2020-09-01",null,{"$error":"#N/A"},{"$error":"#N/A"},{"$error":"#N/A"},{"$error":"#N/A"},99.331449720013879,{"$error":"#N/A"},{"$error":"#N/A"},{"$error":"#N/A"},{"$error":"#N/A"}]
["HI","Waiawa Phase 2",30,30,1,8,98.09354723828703,null,null,"2020-09-01",null,{"$error":"#N/A"},{"$error":"#N/A"},{"$error":"#N/A"},{"$error":"#N/A"},98.09354723828703,{"$error":"#N/A"},{"$error":"#N/A"},{"$error":"#N/A"},{"$error":"#N/A"}]
["HI","Puako",60,60,1,4,69.852259150010056,null,null,"2020-10-20",null,{"$error":"#N/A"},{"$error":"#N/A"},{"$error":"#N/A"},{"$error":"#N/A"},69.852259150010056,{"$error":"#N/A"},{"$error":"#N/A"},{"$error":"#N/A"},{"$error":"#N/A"}]
["HI","Kamaole",40,40,1,2,63.528373582635218,null,null,"2020-12-23",null,{"$error":"#N/A"},{"$error":"#N/A"},{"$error":"#N/A"},{"$error":"#N/A"},63.528373582635218,{"$error":"#N/A"},{"$error":"#N/A"},{"$error":"#N/A"},{"$error":"#N/A"}]
["HI","West Kaua'i",35,35,1,4,61.712157406822932,null,null,"2020-12-30",null,{"$error":"#N/A"},{"$error":"#N/A"},{"$error":"#N/A"},{"$error":"#N/A"},61.712157406822932,{"$error":"#N/A"},{"$error":"#N/A"},{"$error":"#N/A"},{"$error":"#N/A"}]
["NM","Jicarilla 1",50,20,0.4,4,30.583138544072348,14.29249806149819,{"$f":"H56/G56","v":0.46733261339092924},"2019-06-27",null,{"$f":"IF($A56=L$25,$G56,NA())","v":{"$error":"#N/A"}},{"$error":"#N/A"},{"$error":"#N/A"},{"$f":"IF($A56=O$25,$G56,NA())","v":{"$error":"#N/A"}},{"$f":"IF($A56=P$25,$G56,NA())","v":{"$error":"#N/A"}},{"$f":"IF($A56=Q$25,$G56,NA())","v":30.583138544072348},{"$f":"IF($A56=R$25,$G56,NA())","v":{"$error":"#N/A"}},{"$f":"IF($A56=S$25,$G56,NA())","v":{"$error":"#N/A"}},30.583138544072348,null,null,0.46733261339092924,null,null,null,14.29249806149819]
["NM","Arroyo",300,150,0.5,4,28.295925273800702,13.229263764374352,0.46753246753246747,"2019-06-27",null,{"$error":"#N/A"},{"$error":"#N/A"},{"$error":"#N/A"},{"$f":"IF($A57=O$25,$G57,NA())","v":{"$error":"#N/A"}},{"$error":"#N/A"},28.295925273800702,{"$error":"#N/A"},{"$error":"#N/A"},28.295925273800702,null,null,0.46753246753246747,null,null,null,13.229263764374352]
["NM","Buena Vista",100,50,0.5,4,24.816627079381842,7.85956407225801,0.31670557191826826,"2019-10-17",null,{"$error":"#N/A"},{"$error":"#N/A"},{"$error":"#N/A"},{"$error":"#N/A"},{"$error":"#N/A"},24.816627079381842,{"$error":"#N/A"},{"$error":"#N/A"},24.816627079381842,null,null,0.31670557191826826,null,null,null,7.85956407225801]
["NM","San Juan Solar 1",200,100,0.5,4,34.391266937323486,13.136368046545595,0.38196813366852772,"2020-09-25",null,{"$f":"IF($A59=L$25,$G59,NA())","v":{"$error":"#N/A"}},{"$error":"#N/A"},{"$error":"#N/A"},{"$error":"#N/A"},{"$error":"#N/A"},34.391266937323486,{"$error":"#N/A"},{"$error":"#N/A"},34.391266937323486,null,null,0.38196813366852772,null,null,null,13.136368046545595]
["NM","Sky Ranch",190,100,0.52631578947368418,4,27.964783125502624,11.662825967105729,0.41705404668308532,"2021-02-01",null,{"$error":"#N/A"},{"$error":"#N/A"},{"$error":"#N/A"},{"$error":"#N/A"},{"$error":"#N/A"},27.964783125502624,{"$error":"#N/A"},{"$error":"#N/A"},27.964783125502624]
["NY","Moraine",94,5,5.3191489361702128E-2,4,46.465316842465562,null,null,"2021-01-15",null,{"$error":"#N/A"},{"$error":"#N/A"},{"$error":"#N/A"},{"$error":"#N/A"},{"$error":"#N/A"},{"$error":"#N/A"},46.465316842465562,{"$error":"#N/A"},46.465316842465562]
["NY","Tracy",119,5,4.2016806722689079E-2,4,47.934388563135052,null,null,"2021-01-15",null,{"$error":"#N/A"},{"$error":"#N/A"},{"$error":"#N/A"},{"$error":"#N/A"},{"$error":"#N/A"},{"$error":"#N/A"},47.934388563135052,{"$error":"#N/A"},47.934388563135052]
["NV","Battle Mountain",101,25,0.24752475247524752,4,24.858814434650284,3.7414647177477711,0.15050857423564842,"2018-05-30",null,{"$f":"IF($A63=L$25,$G63,NA())","v":{"$error":"#N/A"}},{"$error":"#N/A"},{"$error":"#N/A"},{"$error":"#N/A"},{"$error":"#N/A"},{"$error":"#N/A"},{"$error":"#N/A"},24.858814434650284,24.858814434650284,null,0.15050857423564842,null,null,null,3.7414647177477711]
["NV","Dodge Flat",200,50,0.25,4,25.675337000213453,4.5500184720969905,0.17721358329431719,"2018-05-30",null,{"$error":"#N/A"},{"$error":"#N/A"},{"$error":"#N/A"},{"$error":"#N/A"},{"$error":"#N/A"},{"$error":"#N/A"},{"$error":"#N/A"},25.675337000213453,25.675337000213453,null,0.17721358329431719,null,null,null,4.5500184720969905]
["NV","Fish Springs Ranch",100,25,0.25,4,28.773458754634245,4.898900357713476,0.17025761134554115,"2018-05-30",null,{"$error":"#N/A"},{"$error":"#N/A"},{"$error":"#N/A"},{"$error":"#N/A"},{"$error":"#N/A"},{"$error":"#N/A"},{"$error":"#N/A"},28.773458754634245,28.773458754634245,null,0.17025761134554115,null,null,null,4.898900357713476]
["NV","Arrow Canyon (Moapa)",200,75,0.375,5,23.126907141402395,null,null,"2019-06-24",null,{"$error":"#N/A"},{"$error":"#N/A"},{"$error":"#N/A"},{"$error":"#N/A"},{"$error":"#N/A"},{"$error":"#N/A"},{"$error":"#N/A"},23.126907141402395,23.126907141402395]
["NV","Southern Bighorn",300,135,0.45,4,23.243370270793498,null,null,"2019-06-24",null,{"$error":"#N/A"},{"$error":"#N/A"},{"$error":"#N/A"},{"$error":"#N/A"},{"$error":"#N/A"},{"$error":"#N/A"},{"$error":"#N/A"},23.243370270793498,23.243370270793498]
["NV","Gemini",690,380,0.55072463768115942,3.8421052631578947,26.553145512733618,null,null,"2019-06-24",null,{"$error":"#N/A"},{"$error":"#N/A"},{"$error":"#N/A"},{"$error":"#N/A"},{"$error":"#N/A"},{"$error":"#N/A"},{"$error":"#N/A"},26.553145512733618,26.553145512733618]
["NV","Chuckwalla",200,180,0.9,4,36.76303809394696,18.590352578524925,{"$f":"H69/G69","v":0.50568052974886835},"2020-03-25",null,{"$error":"#N/A"},{"$error":"#N/A"},{"$error":"#N/A"},{"$error":"#N/A"},{"$error":"#N/A"},{"$error":"#N/A"},{"$error":"#N/A"},36.76303809394696,36.76303809394696,null,null,null,0.50568052974886835,null,null,null,18.590352578524925]
["NV","Boulder Solar 3",127.86,58,{"$f":"D70/C70","v":0.45362114813076804},4,29.18320148329575,10.231799638513408,{"$f":"H70/G70","v":0.35060579780357598},"2020-04-08",null,{"$error":"#N/A"},{"$error":"#N/A"},{"$error":"#N/A"},{"$error":"#N/A"},{"$error":"#N/A"},{"$error":"#N/A"},{"$error":"#N/A"},29.18320148329575,29.18320148329575,null,null,0.35060579780357598,null,null,null,10.231799638513408]
["NV","Hot Pot",350,280,{"$f":"D71/C71","v":0.8},4,35.10024228130284,16.502126909816823,{"$f":"H71/G71","v":0.47014282059833984},"2021-06-01",null,{"$error":"#N/A"},{"$error":"#N/A"},{"$error":"#N/A"},{"$error":"#N/A"},{"$error":"#N/A"},{"$error":"#N/A"},{"$error":"#N/A"},35.10024228130284,35.10024228130284,null,null,null,0.47014282059833984,null,null,null,16.502126909816823]
["NV","Iron Point",250,200,{"$f":"D72/C72","v":0.8},4,36.770946103276444,17.068768442283378,{"$f":"H72/G72","v":0.46419171250974367},"2021-06-01",null,{"$error":"#N/A"},{"$error":"#N/A"},{"$error":"#N/A"},{"$error":"#N/A"},{"$error":"#N/A"},{"$error":"#N/A"},{"$error":"#N/A"},36.770946103276444,36.770946103276444,null,null,null,0.46419171250974367,null,null,null,17.068768442283378]

{"sheet":"LCOE of Utility-Scale PV","index":30,"n_rows":843,"n_cols":22,"rows_kept":843,"cut":false,"hidden":false,"merged":[]}
["Estimated levelized cost of energy by commercial operation date, region, and project"]
[]
[]
[]
[]
[]
[]
[]
[]
[]
[]
[]
[]
[]
[]
[]
[]
[]
[]
[]
[]
["Source: Berkeley Lab",null,null,null,null,null,null,null,null,null,"Source: Berkeley Lab",null,null,null,null,null,null,null,null,null,null,"Source: Berkeley Lab"]
[]
["GW-AC:",33.599359499999998,3.9473119999999997,0.22808099999999998,0.85242850000000003,6.2288559999999995,2.565661,0.21365299999999987,11.386903999999998,8.0285640000000011,0.17499999999999999,0.1479,null,null,null,null,"Project-Level","COD"]
["Projects:",817,51,10,40,188,126,15,191,186,7,10,null,null,"Plant","COD","LCOE","Year"]
[null,"Nationwide","ERCOT","SPP","MISO","West (non-ISO)","PJM","ISO-NE","CAISO","Southeast (non-ISO)","Hawaii","NYISO",null,null,"MW","Year","2020 $/MWh","Code"]
[2010,218.10598916004298,null,null,null,167.60998685385275,365.43966896650477,null,null,317.43581881747031,null,null,null,null,48,2010,145.67024975815357,1]
[2011,198.41876365686048,null,null,null,169.39563967462604,275.4586982873634,null,198.65223343283594,{"$error":"#N/A"},null,null,null,null,30.64,2010,162.13451460842504,1]
[2012,145.62786003597932,208.1218786344692,null,null,158.49694807023405,233.97343730540217,null,114.92013449257909,202.20424494903844,null,null,null,null,13.9,2010,265.01818771667251,1]
[2013,137.07086135970351,145.4516653112189,null,184.47462235359905,126.21606187865085,265.41474718933699,null,136.16909862235445,182.20389270461658,null,null,null,null,5.0999999999999996,2010,278.74169906719646,1]
[2014,127.07182962091848,{"$error":"#N/A"},null,164.49581897341525,99.110315286083733,140.60012606623536,227.63202288215308,128.2281363477359,131.64805815128759,null,null,null,null,19,2010,174.91349509434642,1]
[2015,99.536795266114424,102.58984176482382,null,157.8716923926325,77.538858525297599,112.79590105361123,{"$error":"#N/A"},109.5379518281229,96.358073854753684,null,null,null,null,10.08,2010,356.66633501581231,1]
[2016,73.590752275346532,70.474052552799449,61.028162026205059,92.559814156506192,66.30473243990015,104.55258317170725,169.21958011720253,73.262623039469347,81.465394548035889,null,null,null,null,12.6,2010,320.0460438441541,1]
[2017,71.570831480235384,61.853856621327644,75.398061616823654,93.209890656895467,61.237444321285672,79.678734698858889,133.44580725533859,76.273406560840613,76.267543863794316,124.01870964899982,119.99392748964718,null,null,17.5,2010,292.71023051780935,1]
[2018,58.037082593791794,44.774238379689635,58.623535419243659,49.926712991136299,57.38242475564325,79.841348707485622,88.442625108490887,65.86158962140982,52.847321125936645,{"$error":"#N/A"},{"$error":"#N/A"},null,null,10,2010,365.47231520091509,1]
[2019,44.682147153664147,39.319970556379822,null,54.89569515263377,41.10840912859679,62.953869199290914,70.867004887943366,43.045954323183913,43.547496100829484,73.432080351726356,76.057698737158361,null,null,8.25,2010,421.86745803848703,1]
[2020,34.42363614773447,28.722977820750369,null,44.710227866144699,32.415907528897485,45.126625309650791,null,43.847061329400596,33.918284737597077,null,null,null,null,8.08,2011,179.14221552181428,2]
[null,null,null,null,null,null,null,null,null,null,null,null,null,null,9,2011,136.24845220974544,2]
[null,null,null,null,null,null,null,null,null,null,null,null,null,null,20,2011,171.5018805924758,2]
[null,null,null,null,null,null,null,null,null,null,null,null,null,null,15,2011,180.00815982525708,2]
[null,null,null,null,null,null,null,null,null,null,null,null,null,null,15,2011,198.7943198349366,2]
[null,null,null,null,null,null,null,null,null,null,null,null,null,null,5.2,2011,160.62704743096671,2]
[null,null,null,null,null,null,null,null,null,null,null,null,null,null,7,2011,159.76919484537567,2]
[null,null,null,null,null,null,null,null,null,null,null,null,null,null,20.16,2011,139.63360935082568,2]
[null,null,null,null,null,null,null,null,null,null,null,null,null,null,18,2011,194.96689551483931,2]
[null,null,null,null,null,null,null,null,null,null,null,null,null,null,10.4,2011,153.55207651186774,2]
[null,null,null,null,null,null,null,null,null,null,null,null,null,null,17.600000000000001,2011,168.33360200295829,2]
[null,null,null,null,null,null,null,null,null,null,null,null,null,null,30.4,2011,151.09233276214215,2]
[null,null,null,null,null,null,null,null,null,null,null,null,null,null,5.5,2011,237.33293119724578,2]
[null,null,null,null,null,null,null,null,null,null,null,null,null,null,30,2011,205.35587938497534,2]
[null,null,null,null,null,null,null,null,null,null,null,null,null,null,8,2011,256.90092754654177,2]
[null,null,null,null,null,null,null,null,null,null,null,null,null,null,20,2011,156.47227046112744,2]
[null,null,null,null,null,null,null,null,null,null,null,null,null,null,19,2011,212.65512280514415,2]
[null,null,null,null,null,null,null,null,null,null,null,null,null,null,20,2011,215.2593440555367,2]
[null,null,null,null,null,null,null,null,null,null,null,null,null,null,18,2011,284.73958884296638,2]
[null,null,null,null,null,null,null,null,null,null,null,null,null,null,10,2011,258.17162109128401,2]
[null,null,null,null,null,null,null,null,null,null,null,null,null,null,6,2011,226.74061055713238,2]
[null,null,null,null,null,null,null,null,null,null,null,null,null,null,16,2011,187.69604751851881,2]
[null,null,null,null,null,null,null,null,null,null,null,null,null,null,8.91,2011,200.49608005207003,2]
[null,null,null,null,null,null,null,null,null,null,null,null,null,null,17,2011,196.06581349947777,2]
[null,null,null,null,null,null,null,null,null,null,null,null,null,null,31.5,2011,292.49865487956424,2]
[null,null,null,null,null,null,null,null,null,null,null,null,null,null,10,2011,321.65121504720662,2]
[null,null,null,null,null,null,null,null,null,null,null,null,null,null,12,2011,322.13013739344473,2]
[null,null,null,null,null,null,null,null,null,null,null,null,null,null,15,2011,221.21344871159113,2]
[null,null,null,null,null,null,null,null,null,null,null,null,null,null,92,2012,68.493587729458227,3]
[null,null,null,null,null,null,null,null,null,null,null,null,null,null,170,2012,112.37733581939295,3]
[null,null,null,null,null,null,null,null,null,null,null,null,null,null,20,2012,130.77817823608299,3]
[null,null,null,null,null,null,null,null,null,null,null,null,null,null,5.0999999999999996,2012,106.10507086444835,3]
[null,null,null,null,null,null,null,null,null,null,null,null,null,null,12.5,2012,171.84130151087513,3]
[null,null,null,null,null,null,null,null,null,null,null,null,null,null,5.5,2012,193.86296865196454,3]
[null,null,null,null,null,null,null,null,null,null,null,null,null,null,20,2012,153.6569043931849,3]
[null,null,null,null,null,null,null,null,null,null,null,null,null,null,21.8,2012,169.63846657668199,3]
[null,null,null,null,null,null,null,null,null,null,null,null,null,null,10,2012,160.41152271412037,3]
[null,null,null,null,null,null,null,null,null,null,null,null,null,null,7.6,2012,197.83283955040093,3]
[null,null,null,null,null,null,null,null,null,null,null,null,null,null,23,2012,161.2061081099888,3]
[null,null,null,null,null,null,null,null,null,null,null,null,null,null,20,2012,212.20499762856645,3]
[null,null,null,null,null,null,null,null,null,null,null,null,null,null,20,2012,200.3927011924645,3]
[null,null,null,null,null,null,null,null,null,null,null,null,null,null,52,2012,146.92727696795325,3]
[null,null,null,null,null,null,null,null,null,null,null,null,null,null,5.5,2012,233.95406083019205,3]
[null,null,null,null,null,null,null,null,null,null,null,null,null,null,50,2012,135.91008881826028,3]
[null,null,null,null,null,null,null,null,null,null,null,null,null,null,20,2012,148.29756373111175,3]
[null,null,null,null,null,null,null,null,null,null,null,null,null,null,9,2012,150.15877389900862,3]
[null,null,null,null,null,null,null,null,null,null,null,null,null,null,20,2012,136.13425760748882,3]
[null,null,null,null,null,null,null,null,null,null,null,null,null,null,10.6,2012,208.30130404390749,3]
[null,null,null,null,null,null,null,null,null,null,null,null,null,null,26.46,2012,143.10589306214285,3]
[null,null,null,null,null,null,null,null,null,null,null,null,null,null,9.9,2012,208.43515497100944,3]
[null,null,null,null,null,null,null,null,null,null,null,null,null,null,9.9,2012,207.61935439100756,3]
[null,null,null,null,null,null,null,null,null,null,null,null,null,null,20,2012,222.78817626640549,3]
[null,null,null,null,null,null,null,null,null,null,null,null,null,null,12,2012,231.49395164956681,3]
[null,null,null,null,null,null,null,null,null,null,null,null,null,null,19,2012,145.88228648772204,3]
[null,null,null,null,null,null,null,null,null,null,null,null,null,null,30,2012,155.46411221743378,3]
[null,null,null,null,null,null,null,null,null,null,null,null,null,null,11.12,2012,157.73434292098153,3]
[null,null,null,null,null,null,null,null,null,null,null,null,null,null,12,2012,149.35442478150202,3]
[null,null,null,null,null,null,null,null,null,null,null,null,null,null,15.904,2012,246.22805545051327,3]
[null,null,null,null,null,null,null,null,null,null,null,null,null,null,25.8,2012,163.87212735490215,3]
[null,null,null,null,null,null,null,null,null,null,null,null,null,null,10,2012,290.67701478895032,3]
[null,null,null,null,null,null,null,null,null,null,null,null,null,null,14.85,2012,178.05470513997255,3]
[null,null,null,null,null,null,null,null,null,null,null,null,null,null,14.85,2012,173.52784179784535,3]
[null,null,null,null,null,null,null,null,null,null,null,null,null,null,13,2012,267.27874721621089,3]
[null,null,null,null,null,null,null,null,null,null,null,null,null,null,5.5,2012,280.99366804301116,3]
[null,null,null,null,null,null,null,null,null,null,null,null,null,null,19,2012,174.27291377792804,3]
[null,null,null,null,null,null,null,null,null,null,null,null,null,null,10,2012,305.66919112231227,3]
[null,null,null,null,null,null,null,null,null,null,null,null,null,null,20,2012,176.6872353412935,3]
[null,null,null,null,null,null,null,null,null,null,null,null,null,null,8,2013,92.770635396697131,4]
[null,null,null,null,null,null,null,null,null,null,null,null,null,null,7.5,2013,89.929869662775147,4]
[null,null,null,null,null,null,null,null,null,null,null,null,null,null,9,2013,79.307415219021308,4]
[null,null,null,null,null,null,null,null,null,null,null,null,null,null,10.1,2013,175.68890885023754,4]
[null,null,null,null,null,null,null,null,null,null,null,null,null,null,10.1,2013,169.79642347172577,4]
[null,null,null,null,null,null,null,null,null,null,null,null,null,null,20,2013,116.93166955380963,4]
[null,null,null,null,null,null,null,null,null,null,null,null,null,null,110,2013,112.98423242294439,4]
[null,null,null,null,null,null,null,null,null,null,null,null,null,null,8.6,2013,170.53894258460681,4]
[null,null,null,null,null,null,null,null,null,null,null,null,null,null,12,2013,108.37676032116558,4]
[null,null,null,null,null,null,null,null,null,null,null,null,null,null,16,2013,163.2727393316685,4]
[null,null,null,null,null,null,null,null,null,null,null,null,null,null,8.5,2013,103.7377997540684,4]
[null,null,null,null,null,null,null,null,null,null,null,null,null,null,14.8,2013,108.65657995953299,4]
[null,null,null,null,null,null,null,null,null,null,null,null,null,null,20,2013,114.89770601244912,4]
[null,null,null,null,null,null,null,null,null,null,null,null,null,null,15,2013,106.50765089856793,4]
[null,null,null,null,null,null,null,null,null,null,null,null,null,null,147.4,2013,121.20376626037597,4]
[null,null,null,null,null,null,null,null,null,null,null,null,null,null,20,2013,118.65002904839733,4]
[null,null,null,null,null,null,null,null,null,null,null,null,null,null,40.700000000000003,2013,145.40286459651114,4]
[null,null,null,null,null,null,null,null,null,null,null,null,null,null,7.65,2013,182.77621083974074,4]
[null,null,null,null,null,null,null,null,null,null,null,null,null,null,20,2013,170.03188078538935,4]
[null,null,null,null,null,null,null,null,null,null,null,null,null,null,10,2013,224.23117471574136,4]
[null,null,null,null,null,null,null,null,null,null,null,null,null,null,20,2013,118.83159714264572,4]
[null,null,null,null,null,null,null,null,null,null,null,null,null,null,10,2013,161.46430994754195,4]
[null,null,null,null,null,null,null,null,null,null,null,null,null,null,30,2013,115.79477623981145,4]
[null,null,null,null,null,null,null,null,null,null,null,null,null,null,37.44,2013,124.31657132290688,4]
[null,null,null,null,null,null,null,null,null,null,null,null,null,null,9.8000000000000007,2013,204.93051068559183,4]
[null,null,null,null,null,null,null,null,null,null,null,null,null,null,20,2013,135.59585969808091,4]
[null,null,null,null,null,null,null,null,null,null,null,null,null,null,26,2013,130.23352363637122,4]
[null,null,null,null,null,null,null,null,null,null,null,null,null,null,130,2013,170.69862733913087,4]
[null,null,null,null,null,null,null,null,null,null,null,null,null,null,250,2013,136.120308101955,4]
[null,null,null,null,null,null,null,null,null,null,null,null,null,null,9.9990000000000006,2013,145.6200906148097,4]
[null,null,null,null,null,null,null,null,null,null,null,null,null,null,66,2013,148.23346625377164,4]
[null,null,null,null,null,null,null,null,null,null,null,null,null,null,20.2,2013,201.43267114289176,4]
[null,null,null,null,null,null,null,null,null,null,null,null,null,null,20,2013,166.16720580989335,4]
[null,null,null,null,null,null,null,null,null,null,null,null,null,null,20,2013,195.65303868217205,4]
[null,null,null,null,null,null,null,null,null,null,null,null,null,null,129,2013,132.02854812689986,4]
[null,null,null,null,null,null,null,null,null,null,null,null,null,null,14,2013,137.42866240241793,4]
[null,null,null,null,null,null,null,null,null,null,null,null,null,null,7.5,2013,357.60710605324039,4]
[null,null,null,null,null,null,null,null,null,null,null,null,null,null,8.5,2013,354.2726062239413,4]
[null,null,null,null,null,null,null,null,null,null,null,null,null,null,7.6,2014,65.026675840985362,5]
[null,null,null,null,null,null,null,null,null,null,null,null,null,null,9.1199999999999992,2014,64.031866116275552,5]
[null,null,null,null,null,null,null,null,null,null,null,null,null,null,15.84,2014,112.21615501344569,5]
[null,null,null,null,null,null,null,null,null,null,null,null,null,null,8.8204999999999991,2014,125.21755127789325,5]
[null,null,null,null,null,null,null,null,null,null,null,null,null,null,15.84,2014,115.67792688646928,5]
[null,null,null,null,null,null,null,null,null,null,null,null,null,null,10.416,2014,68.965478224730916,5]
[null,null,null,null,null,null,null,null,null,null,null,null,null,null,6.08,2014,75.991102040877365,5]
[null,null,null,null,null,null,null,null,null,null,null,null,null,null,20,2014,84.76405884199589,5]
[null,null,null,null,null,null,null,null,null,null,null,null,null,null,10,2014,85.579005864990933,5]
[null,null,null,null,null,null,null,null,null,null,null,null,null,null,19.945,2014,84.367430299072552,5]
[null,null,null,null,null,null,null,null,null,null,null,null,null,null,17.7,2014,94.259107309480228,5]
[null,null,null,null,null,null,null,null,null,null,null,null,null,null,20,2014,91.545928554620659,5]
[null,null,null,null,null,null,null,null,null,null,null,null,null,null,52.2,2014,79.147335578277975,5]
[null,null,null,null,null,null,null,null,null,null,null,null,null,null,20,2014,87.271604215997144,5]
[null,null,null,null,null,null,null,null,null,null,null,null,null,null,6,2014,110.05668731369067,5]
[null,null,null,null,null,null,null,null,null,null,null,null,null,null,6.49,2014,101.01319392579636,5]
[null,null,null,null,null,null,null,null,null,null,null,null,null,null,19.646000000000001,2014,134.30190832451947,5]
[null,null,null,null,null,null,null,null,null,null,null,null,null,null,19.946000000000002,2014,116.25585916497936,5]
[null,null,null,null,null,null,null,null,null,null,null,null,null,null,19.79,2014,122.82988355977724,5]
[null,null,null,null,null,null,null,null,null,null,null,null,null,null,18,2014,95.152329671671055,5]
[null,null,null,null,null,null,null,null,null,null,null,null,null,null,8,2014,141.23634746591034,5]
[null,null,null,null,null,null,null,null,null,null,null,null,null,null,10,2014,94.692082125131861,5]
[null,null,null,null,null,null,null,null,null,null,null,null,null,null,7,2014,151.12870124321216,5]
[null,null,null,null,null,null,null,null,null,null,null,null,null,null,5.34,2014,154.36132915397866,5]
[null,null,null,null,null,null,null,null,null,null,null,null,null,null,8,2014,153.23492865060084,5]
[null,null,null,null,null,null,null,null,null,null,null,null,null,null,45,2014,88.83046672073452,5]
[null,null,null,null,null,null,null,null,null,null,null,null,null,null,20,2014,106.54382494877535,5]
[null,null,null,null,null,null,null,null,null,null,null,null,null,null,19,2014,105.29238994056924,5]
[null,null,null,null,null,null,null,null,null,null,null,null,null,null,20,2014,91.537946902364666,5]
[null,null,null,null,null,null,null,null,null,null,null,null,null,null,20,2014,87.856342434345024,5]
[null,null,null,null,null,null,null,null,null,null,null,null,null,null,37.119999999999997,2014,98.67854817777507,5]
[null,null,null,null,null,null,null,null,null,null,null,null,null,null,585.9,2014,115.91265115339104,5]
[null,null,null,null,null,null,null,null,null,null,null,null,null,null,30,2014,148.75729124103447,5]
[null,null,null,null,null,null,null,null,null,null,null,null,null,null,19.405999999999999,2014,106.24134642297942,5]
[null,null,null,null,null,null,null,null,null,null,null,null,null,null,19.649999999999999,2014,109.78023928843105,5]
[null,null,null,null,null,null,null,null,null,null,null,null,null,null,15,2014,93.471605648167895,5]
[null,null,null,null,null,null,null,null,null,null,null,null,null,null,18.5,2014,90.390376838770166,5]
[null,null,null,null,null,null,null,null,null,null,null,null,null,null,10,2014,112.02981980896996,5]
[null,null,null,null,null,null,null,null,null,null,null,null,null,null,7.8920000000000003,2014,210.35395945621329,5]
[null,null,null,null,null,null,null,null,null,null,null,null,null,null,8,2014,132.70755400235109,5]
[null,null,null,null,null,null,null,null,null,null,null,null,null,null,7,2014,219.42723750473621,5]
[null,null,null,null,null,null,null,null,null,null,null,null,null,null,313.7,2014,138.2643427790548,5]
[null,null,null,null,null,null,null,null,null,null,null,null,null,null,19.760000000000002,2014,130.63153133210827,5]
[null,null,null,null,null,null,null,null,null,null,null,null,null,null,249.7,2014,125.25951810560892,5]
[null,null,null,null,null,null,null,null,null,null,null,null,null,null,12.6,2014,108.07203937052664,5]
[null,null,null,null,null,null,null,null,null,null,null,null,null,null,12,2014,141.12183090484535,5]
[null,null,null,null,null,null,null,null,null,null,null,null,null,null,6.25,2014,214.27659491670983,5]
[null,null,null,null,null,null,null,null,null,null,null,null,null,null,14,2014,234.0765282428313,5]
[null,null,null,null,null,null,null,null,null,null,null,null,null,null,7.726,2014,195.81282789744722,5]
[null,null,null,null,null,null,null,null,null,null,null,null,null,null,60,2014,129.78688593606782,5]
[null,null,null,null,null,null,null,null,null,null,null,null,null,null,170,2014,112.418299062542,5]
[null,null,null,null,null,null,null,null,null,null,null,null,null,null,19.7,2014,116.06641614602256,5]
[null,null,null,null,null,null,null,null,null,null,null,null,null,null,206.72,2014,133.03667773149655,5]
[null,null,null,null,null,null,null,null,null,null,null,null,null,null,6,2014,142.20591998436089,5]
[null,null,null,null,null,null,null,null,null,null,null,null,null,null,39.6,2014,173.46313558099033,5]
[null,null,null,null,null,null,null,null,null,null,null,null,null,null,17.494,2014,133.42973884148563,5]
[null,null,null,null,null,null,null,null,null,null,null,null,null,null,290,2014,142.86831812791792,5]
[null,null,null,null,null,null,null,null,null,null,null,null,null,null,155.1,2014,142.29547392722296,5]
[null,null,null,null,null,null,null,null,null,null,null,null,null,null,17.5,2014,145.07322856198059,5]
[null,null,null,null,null,null,null,null,null,null,null,null,null,null,29,2014,142.7849936511326,5]
[null,null,null,null,null,null,null,null,null,null,null,null,null,null,19.568000000000001,2014,168.29277023107556,5]
[null,null,null,null,null,null,null,null,null,null,null,null,null,null,241.5,2014,169.24650421961383,5]
[null,null,null,null,null,null,null,null,null,null,null,null,null,null,29.76,2015,63.21964639488975,6]
[null,null,null,null,null,null,null,null,null,null,null,null,null,null,20,2015,86.112427926282862,6]
[null,null,null,null,null,null,null,null,null,null,null,null,null,null,5.5,2015,88.249792028387091,6]
[null,null,null,null,null,null,null,null,null,null,null,null,null,null,10.5,2015,59.595194221167667,6]
[null,null,null,null,null,null,null,null,null,null,null,null,null,null,9.5,2015,65.90609057059207,6]
[null,null,null,null,null,null,null,null,null,null,null,null,null,null,11.6619999999999,2015,102.02969247843768,6]
[null,null,null,null,null,null,null,null,null,null,null,null,null,null,10,2015,60.519596148666167,6]
[null,null,null,null,null,null,null,null,null,null,null,null,null,null,10,2015,64.167431094266405,6]
[null,null,null,null,null,null,null,null,null,null,null,null,null,null,21,2015,88.493682073753803,6]
[null,null,null,null,null,null,null,null,null,null,null,null,null,null,64.8,2015,89.596780251920791,6]
[null,null,null,null,null,null,null,null,null,null,null,null,null,null,80,2015,60.69386866516647,6]
[null,null,null,null,null,null,null,null,null,null,null,null,null,null,20,2015,104.70252807621799,6]
[null,null,null,null,null,null,null,null,null,null,null,null,null,null,20,2015,73.521855696527979,6]
[null,null,null,null,null,null,null,null,null,null,null,null,null,null,45,2015,60.615696365242272,6]
[null,null,null,null,null,null,null,null,null,null,null,null,null,null,81.06,2015,78.201133402143427,6]
[null,null,null,null,null,null,null,null,null,null,null,null,null,null,47.7,2015,99.018394654315003,6]
[null,null,null,null,null,null,null,null,null,null,null,null,null,null,10.3,2015,95.735122845056381,6]
[null,null,null,null,null,null,null,null,null,null,null,null,null,null,12.8,2015,106.69949487241671,6]
[null,null,null,null,null,null,null,null,null,null,null,null,null,null,20.004000000000001,2015,93.570432984883496,6]
[null,null,null,null,null,null,null,null,null,null,null,null,null,null,13,2015,81.243048226867529,6]
[null,null,null,null,null,null,null,null,null,null,null,null,null,null,23.1,2015,111.05947194672521,6]
[null,null,null,null,null,null,null,null,null,null,null,null,null,null,20,2015,81.748238976750869,6]
[null,null,null,null,null,null,null,null,null,null,null,null,null,null,6,2015,98.946703830803926,6]
[null,null,null,null,null,null,null,null,null,null,null,null,null,null,50,2015,77.754970471266859,6]
[null,null,null,null,null,null,null,null,null,null,null,null,null,null,20,2015,87.768862057040508,6]
[null,null,null,null,null,null,null,null,null,null,null,null,null,null,15.003,2015,102.8562411384619,6]
[null,null,null,null,null,null,null,null,null,null,null,null,null,null,20,2015,76.736097702137471,6]
[null,null,null,null,null,null,null,null,null,null,null,null,null,null,81,2015,100.13774716979255,6]
[null,null,null,null,null,null,null,null,null,null,null,null,null,null,30,2015,111.53815816124369,6]
[null,null,null,null,null,null,null,null,null,null,null,null,null,null,60.8,2015,55.879749765607521,6]
[null,null,null,null,null,null,null,null,null,null,null,null,null,null,18.972000000000001,2015,88.454158939984012,6]
[null,null,null,null,null,null,null,null,null,null,null,null,null,null,255,2015,78.06337428547512,6]
[null,null,null,null,null,null,null,null,null,null,null,null,null,null,20,2015,110.88301168659935,6]
[null,null,null,null,null,null,null,null,null,null,null,null,null,null,19.654,2015,128.36756786360056,6]
[null,null,null,null,null,null,null,null,null,null,null,null,null,null,26.655999999999999,2015,83.004226108634569,6]
[null,null,null,null,null,null,null,null,null,null,null,null,null,null,10,2015,97.612444252725382,6]
[null,null,null,null,null,null,null,null,null,null,null,null,null,null,7.5,2015,106.72793269824663,6]
[null,null,null,null,null,null,null,null,null,null,null,null,null,null,21,2015,106.12316248436508,6]
[null,null,null,null,null,null,null,null,null,null,null,null,null,null,22,2015,94.651227106722985,6]
[null,null,null,null,null,null,null,null,null,null,null,null,null,null,20,2015,105.43685476151741,6]
[null,null,null,null,null,null,null,null,null,null,null,null,null,null,15,2015,139.51299759531619,6]
[null,null,null,null,null,null,null,null,null,null,null,null,null,null,14,2015,114.62970505872759,6]
[null,null,null,null,null,null,null,null,null,null,null,null,null,null,12.5,2015,108.60014710732362,6]
[null,null,null,null,null,null,null,null,null,null,null,null,null,null,12,2015,102.70810086410317,6]
[null,null,null,null,null,null,null,null,null,null,null,null,null,null,55,2015,75.547209239269662,6]
[null,null,null,null,null,null,null,null,null,null,null,null,null,null,7,2015,87.484465218181711,6]
[null,null,null,null,null,null,null,null,null,null,null,null,null,null,14.994,2015,89.429094293653748,6]
[null,null,null,null,null,null,null,null,null,null,null,null,null,null,52,2015,88.801346716989329,6]
[null,null,null,null,null,null,null,null,null,null,null,null,null,null,20,2015,86.773715749220287,6]
[null,null,null,null,null,null,null,null,null,null,null,null,null,null,16.66,2015,103.12563215282617,6]
[null,null,null,null,null,null,null,null,null,null,null,null,null,null,20,2015,95.879922764494296,6]
[null,null,null,null,null,null,null,null,null,null,null,null,null,null,15.5,2015,84.680348289658738,6]
[null,null,null,null,null,null,null,null,null,null,null,null,null,null,11.2,2015,77.458110632652549,6]
[null,null,null,null,null,null,null,null,null,null,null,null,null,null,11.2,2015,79.138698987476346,6]
[null,null,null,null,null,null,null,null,null,null,null,null,null,null,19.2,2015,123.78483407406139,6]
[null,null,null,null,null,null,null,null,null,null,null,null,null,null,20,2015,100.57757416143714,6]
[null,null,null,null,null,null,null,null,null,null,null,null,null,null,9.98,2015,89.413596981263936,6]
[null,null,null,null,null,null,null,null,null,null,null,null,null,null,7.8,2015,146.1599164814032,6]
[null,null,null,null,null,null,null,null,null,null,null,null,null,null,15,2015,95.102577904234352,6]
[null,null,null,null,null,null,null,null,null,null,null,null,null,null,20,2015,82.188509235713298,6]
[null,null,null,null,null,null,null,null,null,null,null,null,null,null,20.02,2015,91.826817562906342,6]
[null,null,null,null,null,null,null,null,null,null,null,null,null,null,8.6,2015,144.94668186096365,6]
[null,null,null,null,null,null,null,null,null,null,null,null,null,null,20,2015,107.0256056151859,6]
[null,null,null,null,null,null,null,null,null,null,null,null,null,null,95,2015,112.48240834880397,6]
[null,null,null,null,null,null,null,null,null,null,null,null,null,null,30,2015,90.139272755384383,6]
[null,null,null,null,null,null,null,null,null,null,null,null,null,null,20,2015,131.75543938026013,6]
[null,null,null,null,null,null,null,null,null,null,null,null,null,null,5.5,2015,126.08544022114221,6]
[null,null,null,null,null,null,null,null,null,null,null,null,null,null,32,2015,95.172756133984493,6]
[null,null,null,null,null,null,null,null,null,null,null,null,null,null,19.75,2015,105.24634319270183,6]
[null,null,null,null,null,null,null,null,null,null,null,null,null,null,17.5,2015,134.66026876871575,6]
[null,null,null,null,null,null,null,null,null,null,null,null,null,null,20.007000000000001,2015,118.17487827447316,6]
[null,null,null,null,null,null,null,null,null,null,null,null,null,null,18.7,2015,114.47427599333896,6]
[null,null,null,null,null,null,null,null,null,null,null,null,null,null,10,2015,154.49253319677558,6]
[null,null,null,null,null,null,null,null,null,null,null,null,null,null,5.2,2015,158.05432012555812,6]
[null,null,null,null,null,null,null,null,null,null,null,null,null,null,5.2,2015,164.53157655873397,6]
[null,null,null,null,null,null,null,null,null,null,null,null,null,null,18.399999999999999,2015,101.71988948808932,6]
[null,null,null,null,null,null,null,null,null,null,null,null,null,null,20,2015,122.55682600702109,6]
[null,null,null,null,null,null,null,null,null,null,null,null,null,null,20,2015,111.86151918423892,6]
[null,null,null,null,null,null,null,null,null,null,null,null,null,null,10,2015,183.64030781773374,6]
[null,null,null,null,null,null,null,null,null,null,null,null,null,null,12,2015,134.17764200768187,6]
[null,null,null,null,null,null,null,null,null,null,null,null,null,null,314.39999999999998,2015,119.13101996386698,6]
[null,null,null,null,null,null,null,null,null,null,null,null,null,null,62.5,2015,133.07820265101171,6]
[null,null,null,null,null,null,null,null,null,null,null,null,null,null,279.5,2015,120.0811357332484,6]
[null,null,null,null,null,null,null,null,null,null,null,null,null,null,105.1,2015,127.65388277238939,6]
[null,null,null,null,null,null,null,null,null,null,null,null,null,null,12,2015,127.88705644599621,6]
[null,null,null,null,null,null,null,null,null,null,null,null,null,null,154,2016,40.728760513698191,7]
[null,null,null,null,null,null,null,null,null,null,null,null,null,null,80,2016,55.233989323900978,7]
[null,null,null,null,null,null,null,null,null,null,null,null,null,null,80,2016,48.882093064760014,7]
[null,null,null,null,null,null,null,null,null,null,null,null,null,null,38.9,2016,79.850261668710075,7]
[null,null,null,null,null,null,null,null,null,null,null,null,null,null,32.4,2016,67.529134603332182,7]
[null,null,null,null,null,null,null,null,null,null,null,null,null,null,101.2,2016,76.812547066882473,7]
[null,null,null,null,null,null,null,null,null,null,null,null,null,null,74.5,2016,71.085301314959182,7]
[null,null,null,null,null,null,null,null,null,null,null,null,null,null,74.8,2016,79.773123723474939,7]
[null,null,null,null,null,null,null,null,null,null,null,null,null,null,74.5,2016,69.903770825231973,7]
[null,null,null,null,null,null,null,null,null,null,null,null,null,null,76.5,2016,77.815951340984839,7]
[null,null,null,null,null,null,null,null,null,null,null,null,null,null,80.016000000000005,2016,58.348070770142414,7]
[null,null,null,null,null,null,null,null,null,null,null,null,null,null,80.016000000000005,2016,53.611145625756876,7]
[null,null,null,null,null,null,null,null,null,null,null,null,null,null,80.016000000000005,2016,54.652492976586721,7]
[null,null,null,null,null,null,null,null,null,null,null,null,null,null,80,2016,49.968368401872105,7]
[null,null,null,null,null,null,null,null,null,null,null,null,null,null,146,2016,76.964152044807321,7]
[null,null,null,null,null,null,null,null,null,null,null,null,null,null,5.4,2016,100.22364333314778,7]
[null,null,null,null,null,null,null,null,null,null,null,null,null,null,20.163,2016,70.986406898731786,7]
[null,null,null,null,null,null,null,null,null,null,null,null,null,null,80.016000000000005,2016,53.453839210160744,7]
[null,null,null,null,null,null,null,null,null,null,null,null,null,null,70,2016,58.639348314604085,7]
[null,null,null,null,null,null,null,null,null,null,null,null,null,null,6.6639999999999997,2016,91.447359846465687,7]
[null,null,null,null,null,null,null,null,null,null,null,null,null,null,75,2016,83.096406139688327,7]
[null,null,null,null,null,null,null,null,null,null,null,null,null,null,60,2016,61.829543672332107,7]
[null,null,null,null,null,null,null,null,null,null,null,null,null,null,74.5,2016,74.017706105318396,7]
[null,null,null,null,null,null,null,null,null,null,null,null,null,null,16,2016,53.626256160572694,7]
[null,null,null,null,null,null,null,null,null,null,null,null,null,null,50.4,2016,56.89969602927944,7]
[null,null,null,null,null,null,null,null,null,null,null,null,null,null,100.8,2016,57.084430258032896,7]
[null,null,null,null,null,null,null,null,null,null,null,null,null,null,6.8,2016,84.68548380225424,7]
[null,null,null,null,null,null,null,null,null,null,null,null,null,null,51,2016,78.412916851557995,7]
[null,null,null,null,null,null,null,null,null,null,null,null,null,null,80,2016,56.377734195553494,7]
[null,null,null,null,null,null,null,null,null,null,null,null,null,null,70,2016,62.039403161665469,7]
[null,null,null,null,null,null,null,null,null,null,null,null,null,null,20,2016,61.757422684634605,7]
[null,null,null,null,null,null,null,null,null,null,null,null,null,null,10,2016,83.107662996255456,7]
[null,null,null,null,null,null,null,null,null,null,null,null,null,null,157.5,2016,60.774656093030984,7]
[null,null,null,null,null,null,null,null,null,null,null,null,null,null,20,2016,54.482273548981361,7]
[null,null,null,null,null,null,null,null,null,null,null,null,null,null,20,2016,54.101643211342797,7]
[null,null,null,null,null,null,null,null,null,null,null,null,null,null,30,2016,60.524074496579964,7]
[null,null,null,null,null,null,null,null,null,null,null,null,null,null,10,2016,65.626812208531263,7]
[null,null,null,null,null,null,null,null,null,null,null,null,null,null,85,2016,60.218654222878335,7]
[null,null,null,null,null,null,null,null,null,null,null,null,null,null,56,2016,61.369399385182426,7]
[null,null,null,null,null,null,null,null,null,null,null,null,null,null,50,2016,60.334586932875048,7]
[null,null,null,null,null,null,null,null,null,null,null,null,null,null,20,2016,63.772718634341381,7]
[null,null,null,null,null,null,null,null,null,null,null,null,null,null,249.99999999999901,2016,58.233065437827875,7]
[null,null,null,null,null,null,null,null,null,null,null,null,null,null,20,2016,91.29834909963752,7]
[null,null,null,null,null,null,null,null,null,null,null,null,null,null,22,2016,82.126075234626398,7]
[null,null,null,null,null,null,null,null,null,null,null,null,null,null,19.998999999999999,2016,92.997505315589308,7]
[null,null,null,null,null,null,null,null,null,null,null,null,null,null,40,2016,84.185031632251224,7]
[null,null,null,null,null,null,null,null,null,null,null,null,null,null,20.5,2016,57.61820637837878,7]
[null,null,null,null,null,null,null,null,null,null,null,null,null,null,17.68,2016,94.165563911948425,7]
[null,null,null,null,null,null,null,null,null,null,null,null,null,null,50,2016,64.466209720502889,7]
[null,null,null,null,null,null,null,null,null,null,null,null,null,null,20,2016,90.804225514350421,7]
[null,null,null,null,null,null,null,null,null,null,null,null,null,null,50,2016,64.250692290027999,7]
[null,null,null,null,null,null,null,null,null,null,null,null,null,null,120,2016,66.940132151607898,7]
[null,null,null,null,null,null,null,null,null,null,null,null,null,null,25,2016,64.965268089423347,7]
[null,null,null,null,null,null,null,null,null,null,null,null,null,null,5.0999999999999996,2016,96.254519215333303,7]
[null,null,null,null,null,null,null,null,null,null,null,null,null,null,30,2016,63.281694883984066,7]
[null,null,null,null,null,null,null,null,null,null,null,null,null,null,50,2016,58.399115531672877,7]
[null,null,null,null,null,null,null,null,null,null,null,null,null,null,12.831,2016,75.603140145786071,7]
[null,null,null,null,null,null,null,null,null,null,null,null,null,null,205.3,2016,77.470524471350146,7]
[null,null,null,null,null,null,null,null,null,null,null,null,null,null,78.5,2016,87.392421735545398,7]
[null,null,null,null,null,null,null,null,null,null,null,null,null,null,131.19999999999999,2016,76.044077910934675,7]
[null,null,null,null,null,null,null,null,null,null,null,null,null,null,15.4,2016,98.646576202625155,7]
[null,null,null,null,null,null,null,null,null,null,null,null,null,null,103,2016,79.323354235209308,7]
[null,null,null,null,null,null,null,null,null,null,null,null,null,null,5.0010000000000003,2016,57.754343291682147,7]
[null,null,null,null,null,null,null,null,null,null,null,null,null,null,19.7,2016,100.56687156762851,7]
[null,null,null,null,null,null,null,null,null,null,null,null,null,null,5.9,2016,104.72982957898397,7]
[null,null,null,null,null,null,null,null,null,null,null,null,null,null,15.7,2016,119.99865433327651,7]
[null,null,null,null,null,null,null,null,null,null,null,null,null,null,15,2016,81.664293753314709,7]
[null,null,null,null,null,null,null,null,null,null,null,null,null,null,40,2016,61.314778893322341,7]
[null,null,null,null,null,null,null,null,null,null,null,null,null,null,20,2016,62.712653249210646,7]
[null,null,null,null,null,null,null,null,null,null,null,null,null,null,100,2016,60.795275986444409,7]
[null,null,null,null,null,null,null,null,null,null,null,null,null,null,60,2016,86.775635465760374,7]
[null,null,null,null,null,null,null,null,null,null,null,null,null,null,185,2016,66.638595582176436,7]
[null,null,null,null,null,null,null,null,null,null,null,null,null,null,9,2016,76.930965035740016,7]
[null,null,null,null,null,null,null,null,null,null,null,null,null,null,9.9,2016,77.956060232911341,7]
[null,null,null,null,null,null,null,null,null,null,null,null,null,null,6,2016,77.290120114967962,7]
[null,null,null,null,null,null,null,null,null,null,null,null,null,null,10,2016,76.378422943490591,7]
[null,null,null,null,null,null,null,null,null,null,null,null,null,null,10,2016,77.996864021746973,7]
[null,null,null,null,null,null,null,null,null,null,null,null,null,null,10,2016,77.401349376919697,7]
[null,null,null,null,null,null,null,null,null,null,null,null,null,null,10.88,2016,80.287982743800256,7]
[null,null,null,null,null,null,null,null,null,null,null,null,null,null,20,2016,65.13874710978159,7]
[null,null,null,null,null,null,null,null,null,null,null,null,null,null,20,2016,110.60626018539426,7]
[null,null,null,null,null,null,null,null,null,null,null,null,null,null,20,2016,63.211294765980391,7]
[null,null,null,null,null,null,null,null,null,null,null,null,null,null,21.19,2016,73.824702337304274,7]
[null,null,null,null,null,null,null,null,null,null,null,null,null,null,30.48,2016,86.140404171813401,7]
[null,null,null,null,null,null,null,null,null,null,null,null,null,null,30,2016,95.278175782799565,7]
[null,null,null,null,null,null,null,null,null,null,null,null,null,null,5.2,2016,103.78904873468268,7]
[null,null,null,null,null,null,null,null,null,null,null,null,null,null,14.4,2016,75.468089196453619,7]
[null,null,null,null,null,null,null,null,null,null,null,null,null,null,17,2016,101.00182504661635,7]
[null,null,null,null,null,null,null,null,null,null,null,null,null,null,270.60000000000002,2016,66.922015680702415,7]
[null,null,null,null,null,null,null,null,null,null,null,null,null,null,5.01,2016,111.69466297446324,7]
[null,null,null,null,null,null,null,null,null,null,null,null,null,null,100,2016,92.251720770729648,7]
[null,null,null,null,null,null,null,null,null,null,null,null,null,null,20,2016,71.927385917182832,7]
[null,null,null,null,null,null,null,null,null,null,null,null,null,null,93.6,2016,63.3990675695688,7]
[null,null,null,null,null,null,null,null,null,null,null,null,null,null,30,2016,107.69185605670486,7]
[null,null,null,null,null,null,null,null,null,null,null,null,null,null,10,2016,68.864999246787562,7]
[null,null,null,null,null,null,null,null,null,null,null,null,null,null,109.8,2016,68.502781252654856,7]
[null,null,null,null,null,null,null,null,null,null,null,null,null,null,20,2016,69.076063935011931,7]
[null,null,null,null,null,null,null,null,null,null,null,null,null,null,30,2016,102.06150376887193,7]
[null,null,null,null,null,null,null,null,null,null,null,null,null,null,16,2016,98.36835198493344,7]
[null,null,null,null,null,null,null,null,null,null,null,null,null,null,100,2016,78.299494346376775,7]
[null,null,null,null,null,null,null,null,null,null,null,null,null,null,13,2016,74.696770452102996,7]
[null,null,null,null,null,null,null,null,null,null,null,null,null,null,20,2016,75.467764527635637,7]
[null,null,null,null,null,null,null,null,null,null,null,null,null,null,15,2016,74.279899912418287,7]
[null,null,null,null,null,null,null,null,null,null,null,null,null,null,52.5,2016,87.264468619917238,7]
[null,null,null,null,null,null,null,null,null,null,null,null,null,null,13.6,2016,107.61544204747877,7]
[null,null,null,null,null,null,null,null,null,null,null,null,null,null,10,2016,115.10384790450631,7]
[null,null,null,null,null,null,null,null,null,null,null,null,null,null,148.69999999999999,2016,71.82888221528863,7]
[null,null,null,null,null,null,null,null,null,null,null,null,null,null,7.7,2016,143.40093994863659,7]
[null,null,null,null,null,null,null,null,null,null,null,null,null,null,8,2016,101.49965941248301,7]
[null,null,null,null,null,null,null,null,null,null,null,null,null,null,155,2016,71.742895514140159,7]
[null,null,null,null,null,null,null,null,null,null,null,null,null,null,80,2016,98.750856972064355,7]
[null,null,null,null,null,null,null,null,null,null,null,null,null,null,100,2016,67.404774387644949,7]
[null,null,null,null,null,null,null,null,null,null,null,null,null,null,75,2016,65.290160684924189,7]
[null,null,null,null,null,null,null,null,null,null,null,null,null,null,62,2016,70.36264094313114,7]
[null,null,null,null,null,null,null,null,null,null,null,null,null,null,8,2016,85.437350124842155,7]
[null,null,null,null,null,null,null,null,null,null,null,null,null,null,6.5,2016,83.96642926840282,7]
[null,null,null,null,null,null,null,null,null,null,null,null,null,null,20,2016,78.458968347041463,7]
[null,null,null,null,null,null,null,null,null,null,null,null,null,null,40,2016,84.943469656458447,7]
[null,null,null,null,null,null,null,null,null,null,null,null,null,null,20,2016,76.417559436497015,7]
[null,null,null,null,null,null,null,null,null,null,null,null,null,null,54,2016,84.42149257636116,7]
[null,null,null,null,null,null,null,null,null,null,null,null,null,null,54,2016,71.303352380563666,7]
[null,null,null,null,null,null,null,null,null,null,null,null,null,null,20,2016,76.800132250532414,7]
[null,null,null,null,null,null,null,null,null,null,null,null,null,null,106.4,2016,85.500160381032714,7]
[null,null,null,null,null,null,null,null,null,null,null,null,null,null,7.5,2016,129.81483620763959,7]
[null,null,null,null,null,null,null,null,null,null,null,null,null,null,8.5,2016,126.95114628226546,7]
[null,null,null,null,null,null,null,null,null,null,null,null,null,null,9.5,2016,79.22806375393904,7]
[null,null,null,null,null,null,null,null,null,null,null,null,null,null,20,2016,102.21027108525777,7]
[null,null,null,null,null,null,null,null,null,null,null,null,null,null,15.7,2016,108.91122524951331,7]
[null,null,null,null,null,null,null,null,null,null,null,null,null,null,20,2016,79.169227300680788,7]
[null,null,null,null,null,null,null,null,null,null,null,null,null,null,250,2016,88.332780837601916,7]
[null,null,null,null,null,null,null,null,null,null,null,null,null,null,105,2016,79.056033759182114,7]
[null,null,null,null,null,null,null,null,null,null,null,null,null,null,14,2016,100.03813241442485,7]
[null,null,null,null,null,null,null,null,null,null,null,null,null,null,20,2016,99.195994828573291,7]
[null,null,null,null,null,null,null,null,null,null,null,null,null,null,19.5,2016,102.21268935875074,7]
[null,null,null,null,null,null,null,null,null,null,null,null,null,null,19.5,2016,101.70556098005709,7]
[null,null,null,null,null,null,null,null,null,null,null,null,null,null,9.5,2016,150.51323789519,7]
[null,null,null,null,null,null,null,null,null,null,null,null,null,null,7.92,2016,164.06269535005697,7]
[null,null,null,null,null,null,null,null,null,null,null,null,null,null,7,2016,148.90992613101571,7]
[null,null,null,null,null,null,null,null,null,null,null,null,null,null,10,2016,149.88521982202863,7]
[null,null,null,null,null,null,null,null,null,null,null,null,null,null,11.93,2016,167.32780669661304,7]
[null,null,null,null,null,null,null,null,null,null,null,null,null,null,9.9,2016,119.15494771399869,7]
[null,null,null,null,null,null,null,null,null,null,null,null,null,null,299.5,2016,126.68607398574957,7]
[null,null,null,null,null,null,null,null,null,null,null,null,null,null,102,2016,117.25414329383284,7]
[null,null,null,null,null,null,null,null,null,null,null,null,null,null,6.2,2016,175.70900600212022,7]
[null,null,null,null,null,null,null,null,null,null,null,null,null,null,14.681999999999899,2016,170.69281914226363,7]
[null,null,null,null,null,null,null,null,null,null,null,null,null,null,10.88,2017,40.954203996018464,8]
[null,null,null,null,null,null,null,null,null,null,null,null,null,null,10.88,2017,40.524094269225721,8]
[null,null,null,null,null,null,null,null,null,null,null,null,null,null,8,2017,39.707831683805495,8]
[null,null,null,null,null,null,null,null,null,null,null,null,null,null,10,2017,47.934617420841434,8]
[null,null,null,null,null,null,null,null,null,null,null,null,null,null,19.899999999999999,2017,44.40092118052268,8]
[null,null,null,null,null,null,null,null,null,null,null,null,null,null,10.199999999999999,2017,49.654930738963763,8]
[null,null,null,null,null,null,null,null,null,null,null,null,null,null,8.16,2017,42.927594878542052,8]
[null,null,null,null,null,null,null,null,null,null,null,null,null,null,8.16,2017,48.716603515982619,8]
[null,null,null,null,null,null,null,null,null,null,null,null,null,null,79.2,2017,57.770601578664454,8]
[null,null,null,null,null,null,null,null,null,null,null,null,null,null,6.8,2017,58.460672998202035,8]
[null,null,null,null,null,null,null,null,null,null,null,null,null,null,5.44,2017,46.342866815548184,8]
[null,null,null,null,null,null,null,null,null,null,null,null,null,null,9.9,2017,57.93066990645535,8]
[null,null,null,null,null,null,null,null,null,null,null,null,null,null,15,2017,60.184670523092358,8]
[null,null,null,null,null,null,null,null,null,null,null,null,null,null,5.0010000000000003,2017,55.520250007502781,8]
[null,null,null,null,null,null,null,null,null,null,null,null,null,null,8.1,2017,66.986678947348025,8]
[null,null,null,null,null,null,null,null,null,null,null,null,null,null,20.399999999999999,2017,60.151681780459576,8]
[null,null,null,null,null,null,null,null,null,null,null,null,null,null,15.84,2017,71.580403345144518,8]
[null,null,null,null,null,null,null,null,null,null,null,null,null,null,10,2017,65.298099407700448,8]
[null,null,null,null,null,null,null,null,null,null,null,null,null,null,20,2017,56.395827657549766,8]
[null,null,null,null,null,null,null,null,null,null,null,null,null,null,20,2017,58.126174154297566,8]
[null,null,null,null,null,null,null,null,null,null,null,null,null,null,10,2017,55.26158483941186,8]
[null,null,null,null,null,null,null,null,null,null,null,null,null,null,19.8,2017,68.035237983757639,8]
[null,null,null,null,null,null,null,null,null,null,null,null,null,null,10,2017,68.909643333001014,8]
[null,null,null,null,null,null,null,null,null,null,null,null,null,null,5.0010000000000003,2017,89.167410514591595,8]
[null,null,null,null,null,null,null,null,null,null,null,null,null,null,10,2017,45.342862694513144,8]
[null,null,null,null,null,null,null,null,null,null,null,null,null,null,10.199999999999999,2017,67.760910530063128,8]
[null,null,null,null,null,null,null,null,null,null,null,null,null,null,20,2017,43.689719236709301,8]
[null,null,null,null,null,null,null,null,null,null,null,null,null,null,10,2017,69.173777004756516,8]
[null,null,null,null,null,null,null,null,null,null,null,null,null,null,157.5,2017,48.373488651407136,8]
[null,null,null,null,null,null,null,null,null,null,null,null,null,null,102,2017,51.431877242991042,8]
[null,null,null,null,null,null,null,null,null,null,null,null,null,null,7.11,2017,72.392210866076951,8]
[null,null,null,null,null,null,null,null,null,null,null,null,null,null,10,2017,72.592714073769713,8]
[null,null,null,null,null,null,null,null,null,null,null,null,null,null,20,2017,47.235571154905685,8]
[null,null,null,null,null,null,null,null,null,null,null,null,null,null,120,2017,49.719310127783835,8]
[null,null,null,null,null,null,null,null,null,null,null,null,null,null,20,2017,71.86633870594089,8]
[null,null,null,null,null,null,null,null,null,null,null,null,null,null,10,2017,68.632042755280224,8]
[null,null,null,null,null,null,null,null,null,null,null,null,null,null,20,2017,66.537673861173459,8]
[null,null,null,null,null,null,null,null,null,null,null,null,null,null,10,2017,74.059008393968753,8]
[null,null,null,null,null,null,null,null,null,null,null,null,null,null,20,2017,50.83996075440124,8]
[null,null,null,null,null,null,null,null,null,null,null,null,null,null,50,2017,52.378089921976063,8]
[null,null,null,null,null,null,null,null,null,null,null,null,null,null,10,2017,78.404460078046142,8]
[null,null,null,null,null,null,null,null,null,null,null,null,null,null,20,2017,51.342896849153689,8]
[null,null,null,null,null,null,null,null,null,null,null,null,null,null,71.400000000000006,2017,68.069554195204063,8]
[null,null,null,null,null,null,null,null,null,null,null,null,null,null,20,2017,87.02143395099236,8]
[null,null,null,null,null,null,null,null,null,null,null,null,null,null,10,2017,76.462041395655362,8]
[null,null,null,null,null,null,null,null,null,null,null,null,null,null,20,2017,67.984611920139656,8]
[null,null,null,null,null,null,null,null,null,null,null,null,null,null,10,2017,72.290608722893495,8]
[null,null,null,null,null,null,null,null,null,null,null,null,null,null,56,2017,53.261813044263327,8]
[null,null,null,null,null,null,null,null,null,null,null,null,null,null,20,2017,47.524556419485037,8]
[null,null,null,null,null,null,null,null,null,null,null,null,null,null,19.57,2017,97.15846087429577,8]
[null,null,null,null,null,null,null,null,null,null,null,null,null,null,28.56,2017,91.193655297461945,8]
[null,null,null,null,null,null,null,null,null,null,null,null,null,null,8.8000000000000007,2017,71.670844325710107,8]
[null,null,null,null,null,null,null,null,null,null,null,null,null,null,56,2017,63.852283824190451,8]
[null,null,null,null,null,null,null,null,null,null,null,null,null,null,5.17,2017,78.330545385398139,8]
[null,null,null,null,null,null,null,null,null,null,null,null,null,null,50.6,2017,80.461011743958935,8]
[null,null,null,null,null,null,null,null,null,null,null,null,null,null,16,2017,61.102688179237539,8]
[null,null,null,null,null,null,null,null,null,null,null,null,null,null,10.199999999999999,2017,72.940386481459754,8]
[null,null,null,null,null,null,null,null,null,null,null,null,null,null,52,2017,73.039115400187384,8]
[null,null,null,null,null,null,null,null,null,null,null,null,null,null,20,2017,72.293003386509326,8]
[null,null,null,null,null,null,null,null,null,null,null,null,null,null,100,2017,70.041548246904654,8]
[null,null,null,null,null,null,null,null,null,null,null,null,null,null,20.25,2017,78.383106452852601,8]
[null,null,null,null,null,null,null,null,null,null,null,null,null,null,50,2017,70.80321792071652,8]
[null,null,null,null,null,null,null,null,null,null,null,null,null,null,9,2017,60.939715964464398,8]
[null,null,null,null,null,null,null,null,null,null,null,null,null,null,60,2017,84.904220897578554,8]
[null,null,null,null,null,null,null,null,null,null,null,null,null,null,19,2017,69.803369291207375,8]
[null,null,null,null,null,null,null,null,null,null,null,null,null,null,5.0010000000000003,2017,58.606383382187623,8]
[null,null,null,null,null,null,null,null,null,null,null,null,null,null,5.28,2017,77.32083694544248,8]
[null,null,null,null,null,null,null,null,null,null,null,null,null,null,78.7,2017,82.6746959954896,8]
[null,null,null,null,null,null,null,null,null,null,null,null,null,null,35,2017,86.197836704613962,8]
[null,null,null,null,null,null,null,null,null,null,null,null,null,null,35,2017,74.677815894121579,8]
[null,null,null,null,null,null,null,null,null,null,null,null,null,null,71,2017,78.68883295093886,8]
[null,null,null,null,null,null,null,null,null,null,null,null,null,null,8.8000000000000007,2017,101.24861111482123,8]
[null,null,null,null,null,null,null,null,null,null,null,null,null,null,20,2017,81.419167366404636,8]
[null,null,null,null,null,null,null,null,null,null,null,null,null,null,5.3,2017,89.083815788870496,8]
[null,null,null,null,null,null,null,null,null,null,null,null,null,null,64.48,2017,70.433339801535197,8]
[null,null,null,null,null,null,null,null,null,null,null,null,null,null,8.8000000000000007,2017,102.51052414624615,8]
[null,null,null,null,null,null,null,null,null,null,null,null,null,null,50,2017,53.844283697613605,8]
[null,null,null,null,null,null,null,null,null,null,null,null,null,null,8.5,2017,91.865967588512476,8]
[null,null,null,null,null,null,null,null,null,null,null,null,null,null,16.2,2017,79.460249483217481,8]
[null,null,null,null,null,null,null,null,null,null,null,null,null,null,20,2017,60.293666070656776,8]
[null,null,null,null,null,null,null,null,null,null,null,null,null,null,62.25,2017,93.98917393280523,8]
[null,null,null,null,null,null,null,null,null,null,null,null,null,null,20,2017,80.001585817585465,8]
[null,null,null,null,null,null,null,null,null,null,null,null,null,null,7.92,2017,83.521499550537897,8]
[null,null,null,null,null,null,null,null,null,null,null,null,null,null,6.8,2017,71.663180486610756,8]
[null,null,null,null,null,null,null,null,null,null,null,null,null,null,9.9,2017,74.644579258279975,8]
[null,null,null,null,null,null,null,null,null,null,null,null,null,null,27.3,2017,66.529599052271394,8]
[null,null,null,null,null,null,null,null,null,null,null,null,null,null,20,2017,62.903108997944962,8]
[null,null,null,null,null,null,null,null,null,null,null,null,null,null,20,2017,79.87612561145464,8]
[null,null,null,null,null,null,null,null,null,null,null,null,null,null,50,2017,57.358150960822513,8]
[null,null,null,null,null,null,null,null,null,null,null,null,null,null,15.4,2017,90.170478094947356,8]
[null,null,null,null,null,null,null,null,null,null,null,null,null,null,45,2017,57.102661988698578,8]
[null,null,null,null,null,null,null,null,null,null,null,null,null,null,10,2017,63.013823082541265,8]
[null,null,null,null,null,null,null,null,null,null,null,null,null,null,17.600000000000001,2017,91.264778607663075,8]
[null,null,null,null,null,null,null,null,null,null,null,null,null,null,60,2017,78.980919898640821,8]
[null,null,null,null,null,null,null,null,null,null,null,null,null,null,6,2017,107.96441257598349,8]
[null,null,null,null,null,null,null,null,null,null,null,null,null,null,28.1,2017,64.518020390199965,8]
[null,null,null,null,null,null,null,null,null,null,null,null,null,null,7.1,2017,78.366743736967138,8]
[null,null,null,null,null,null,null,null,null,null,null,null,null,null,40,2017,56.559569729838522,8]
[null,null,null,null,null,null,null,null,null,null,null,null,null,null,10.5,2017,81.889729511618583,8]
[null,null,null,null,null,null,null,null,null,null,null,null,null,null,10,2017,67.04438356448189,8]
[null,null,null,null,null,null,null,null,null,null,null,null,null,null,13.5,2017,101.03509966452971,8]
[null,null,null,null,null,null,null,null,null,null,null,null,null,null,5.76,2017,82.268039092019421,8]
[null,null,null,null,null,null,null,null,null,null,null,null,null,null,20,2017,74.564642675955838,8]
[null,null,null,null,null,null,null,null,null,null,null,null,null,null,16,2017,86.398765999811019,8]
[null,null,null,null,null,null,null,null,null,null,null,null,null,null,40,2017,81.069200519091012,8]
[null,null,null,null,null,null,null,null,null,null,null,null,null,null,20,2017,98.726446777866357,8]
[null,null,null,null,null,null,null,null,null,null,null,null,null,null,50,2017,90.395065138632134,8]
[null,null,null,null,null,null,null,null,null,null,null,null,null,null,79,2017,60.949234807026109,8]
[null,null,null,null,null,null,null,null,null,null,null,null,null,null,10.638,2017,64.95500303460247,8]
[null,null,null,null,null,null,null,null,null,null,null,null,null,null,20,2017,71.926232643498452,8]
[null,null,null,null,null,null,null,null,null,null,null,null,null,null,20,2017,70.870216692676578,8]
[null,null,null,null,null,null,null,null,null,null,null,null,null,null,17,2017,105.00328231992435,8]
[null,null,null,null,null,null,null,null,null,null,null,null,null,null,30,2017,86.516335307646003,8]
[null,null,null,null,null,null,null,null,null,null,null,null,null,null,5.8,2017,170.92828484440884,8]
[null,null,null,null,null,null,null,null,null,null,null,null,null,null,36,2017,60.393119558641075,8]
[null,null,null,null,null,null,null,null,null,null,null,null,null,null,20,2017,68.860649432127886,8]
[null,null,null,null,null,null,null,null,null,null,null,null,null,null,50,2017,90.258521966162206,8]
[null,null,null,null,null,null,null,null,null,null,null,null,null,null,50,2017,89.857669401565886,8]
[null,null,null,null,null,null,null,null,null,null,null,null,null,null,20,2017,77.624136881169292,8]
[null,null,null,null,null,null,null,null,null,null,null,null,null,null,20,2017,76.930448506549297,8]
[null,null,null,null,null,null,null,null,null,null,null,null,null,null,30,2017,70.270177846364078,8]
[null,null,null,null,null,null,null,null,null,null,null,null,null,null,20,2017,70.45349252640024,8]
[null,null,null,null,null,null,null,null,null,null,null,null,null,null,20,2017,76.751980094908959,8]
[null,null,null,null,null,null,null,null,null,null,null,null,null,null,20.6,2017,86.978210179473962,8]
[null,null,null,null,null,null,null,null,null,null,null,null,null,null,100,2017,62.840615108817261,8]
[null,null,null,null,null,null,null,null,null,null,null,null,null,null,9,2017,128.69878591213234,8]
[null,null,null,null,null,null,null,null,null,null,null,null,null,null,52,2017,91.930573101872866,8]
[null,null,null,null,null,null,null,null,null,null,null,null,null,null,5.0010000000000003,2017,74.817308148048411,8]
[null,null,null,null,null,null,null,null,null,null,null,null,null,null,13.8,2017,74.734246712115876,8]
[null,null,null,null,null,null,null,null,null,null,null,null,null,null,10.6,2017,132.36349985903746,8]
[null,null,null,null,null,null,null,null,null,null,null,null,null,null,5.25,2017,97.813460125265323,8]
[null,null,null,null,null,null,null,null,null,null,null,null,null,null,10,2017,107.16058926307996,8]
[null,null,null,null,null,null,null,null,null,null,null,null,null,null,21.04,2017,80.67642699460157,8]
[null,null,null,null,null,null,null,null,null,null,null,null,null,null,5.5,2017,106.58568516739173,8]
[null,null,null,null,null,null,null,null,null,null,null,null,null,null,5.5,2017,106.09934117530766,8]
[null,null,null,null,null,null,null,null,null,null,null,null,null,null,6,2017,104.67957443935477,8]
[null,null,null,null,null,null,null,null,null,null,null,null,null,null,6.5,2017,106.28277251070948,8]
[null,null,null,null,null,null,null,null,null,null,null,null,null,null,6.5,2017,118.43746124986093,8]
[null,null,null,null,null,null,null,null,null,null,null,null,null,null,7.5,2017,106.22003366512482,8]
[null,null,null,null,null,null,null,null,null,null,null,null,null,null,8.5,2017,108.83005060793386,8]
[null,null,null,null,null,null,null,null,null,null,null,null,null,null,10,2017,113.04745369628027,8]
[null,null,null,null,null,null,null,null,null,null,null,null,null,null,10,2017,120.02700096969561,8]
[null,null,null,null,null,null,null,null,null,null,null,null,null,null,10,2017,106.4404659113047,8]
[null,null,null,null,null,null,null,null,null,null,null,null,null,null,19.399999999999999,2017,112.01465620894705,8]
[null,null,null,null,null,null,null,null,null,null,null,null,null,null,20,2017,77.237594859585698,8]
[null,null,null,null,null,null,null,null,null,null,null,null,null,null,6.5,2017,156.95902111195952,8]
[null,null,null,null,null,null,null,null,null,null,null,null,null,null,130,2017,79.210266523498518,8]
[null,null,null,null,null,null,null,null,null,null,null,null,null,null,10,2017,99.846868377431733,8]
[null,null,null,null,null,null,null,null,null,null,null,null,null,null,11.4,2017,81.803671892754338,8]
[null,null,null,null,null,null,null,null,null,null,null,null,null,null,15.8,2017,110.77210210728991,8]
[null,null,null,null,null,null,null,null,null,null,null,null,null,null,7.4,2017,131.88760883822997,8]
[null,null,null,null,null,null,null,null,null,null,null,null,null,null,20,2017,87.870634852063958,8]
[null,null,null,null,null,null,null,null,null,null,null,null,null,null,13,2017,142.44588362760805,8]
[null,null,null,null,null,null,null,null,null,null,null,null,null,null,110.2,2017,102.36782744887358,8]
[null,null,null,null,null,null,null,null,null,null,null,null,null,null,14.7,2017,96.35857700351238,8]
[null,null,null,null,null,null,null,null,null,null,null,null,null,null,8.3000000000000007,2017,147.48965836116594,8]
[null,null,null,null,null,null,null,null,null,null,null,null,null,null,40,2017,97.619176242174049,8]
[null,null,null,null,null,null,null,null,null,null,null,null,null,null,5.28,2017,155.90123391884308,8]
[null,null,null,null,null,null,null,null,null,null,null,null,null,null,9.9,2017,107.82801573856511,8]
[null,null,null,null,null,null,null,null,null,null,null,null,null,null,52,2018,42.93462012554636,9]
[null,null,null,null,null,null,null,null,null,null,null,null,null,null,74.5,2018,43.409826375560556,9]
[null,null,null,null,null,null,null,null,null,null,null,null,null,null,74.5,2018,46.07132350479867,9]
[null,null,null,null,null,null,null,null,null,null,null,null,null,null,74.5,2018,43.5215647907308,9]
[null,null,null,null,null,null,null,null,null,null,null,null,null,null,74.5,2018,45.699322360960963,9]
[null,null,null,null,null,null,null,null,null,null,null,null,null,null,74.5,2018,43.747747659189542,9]
[null,null,null,null,null,null,null,null,null,null,null,null,null,null,74.5,2018,44.114025295777118,9]
[null,null,null,null,null,null,null,null,null,null,null,null,null,null,74.5,2018,43.212792242573421,9]
[null,null,null,null,null,null,null,null,null,null,null,null,null,null,74.5,2018,43.824383926935177,9]
[null,null,null,null,null,null,null,null,null,null,null,null,null,null,81,2018,45.694473643168926,9]
[null,null,null,null,null,null,null,null,null,null,null,null,null,null,6.1,2018,47.964975608365108,9]
[null,null,null,null,null,null,null,null,null,null,null,null,null,null,8,2018,46.516125369116125,9]
[null,null,null,null,null,null,null,null,null,null,null,null,null,null,180,2018,40.202658315631318,9]
[null,null,null,null,null,null,null,null,null,null,null,null,null,null,182,2018,45.745549048127501,9]
[null,null,null,null,null,null,null,null,null,null,null,null,null,null,70.3,2018,47.923088798368902,9]
[null,null,null,null,null,null,null,null,null,null,null,null,null,null,6.625,2018,62.160096716877355,9]
[null,null,null,null,null,null,null,null,null,null,null,null,null,null,74.400000000000006,2018,48.872592660404123,9]
[null,null,null,null,null,null,null,null,null,null,null,null,null,null,52.1,2018,55.360040103279651,9]
[null,null,null,null,null,null,null,null,null,null,null,null,null,null,10,2018,55.021837598464145,9]
[null,null,null,null,null,null,null,null,null,null,null,null,null,null,50,2018,51.335725433435321,9]
[null,null,null,null,null,null,null,null,null,null,null,null,null,null,7.26,2018,57.610792986456133,9]
[null,null,null,null,null,null,null,null,null,null,null,null,null,null,50,2018,40.881046932825932,9]
[null,null,null,null,null,null,null,null,null,null,null,null,null,null,8.4,2018,61.191585535701769,9]
[null,null,null,null,null,null,null,null,null,null,null,null,null,null,80,2018,51.194029300342542,9]
[null,null,null,null,null,null,null,null,null,null,null,null,null,null,154,2018,45.937881805408502,9]
[null,null,null,null,null,null,null,null,null,null,null,null,null,null,74.900000000000006,2018,47.717167607655654,9]
[null,null,null,null,null,null,null,null,null,null,null,null,null,null,10,2018,41.723831110617944,9]
[null,null,null,null,null,null,null,null,null,null,null,null,null,null,30,2018,44.135493671425728,9]
[null,null,null,null,null,null,null,null,null,null,null,null,null,null,6,2018,50.772691382358303,9]
[null,null,null,null,null,null,null,null,null,null,null,null,null,null,20,2018,56.766611359955249,9]
[null,null,null,null,null,null,null,null,null,null,null,null,null,null,8.1,2018,61.001249473956456,9]
[null,null,null,null,null,null,null,null,null,null,null,null,null,null,50.2,2018,60.823199029175441,9]
[null,null,null,null,null,null,null,null,null,null,null,null,null,null,10,2018,41.792288865162035,9]
[null,null,null,null,null,null,null,null,null,null,null,null,null,null,7.5,2018,62.862198464268523,9]
[null,null,null,null,null,null,null,null,null,null,null,null,null,null,15.9,2018,63.760778124768585,9]
[null,null,null,null,null,null,null,null,null,null,null,null,null,null,10,2018,65.728162127184163,9]
[null,null,null,null,null,null,null,null,null,null,null,null,null,null,10.199999999999999,2018,57.016860824947173,9]
[null,null,null,null,null,null,null,null,null,null,null,null,null,null,10,2018,75.547933786300149,9]
[null,null,null,null,null,null,null,null,null,null,null,null,null,null,10,2018,61.094530544778934,9]
[null,null,null,null,null,null,null,null,null,null,null,null,null,null,8,2018,52.196040497772344,9]
[null,null,null,null,null,null,null,null,null,null,null,null,null,null,6,2018,59.38255370545938,9]
[null,null,null,null,null,null,null,null,null,null,null,null,null,null,105,2018,47.859117737517863,9]
[null,null,null,null,null,null,null,null,null,null,null,null,null,null,10,2018,56.805755897161205,9]
[null,null,null,null,null,null,null,null,null,null,null,null,null,null,9.9,2018,57.842466354464506,9]
[null,null,null,null,null,null,null,null,null,null,null,null,null,null,46,2018,37.810797238373297,9]
[null,null,null,null,null,null,null,null,null,null,null,null,null,null,50,2018,64.219818581850504,9]
[null,null,null,null,null,null,null,null,null,null,null,null,null,null,50.2,2018,61.76951898666762,9]
[null,null,null,null,null,null,null,null,null,null,null,null,null,null,39,2018,79.397672190035664,9]
[null,null,null,null,null,null,null,null,null,null,null,null,null,null,10,2018,61.913271262705933,9]
[null,null,null,null,null,null,null,null,null,null,null,null,null,null,74.900000000000006,2018,60.342477303491094,9]
[null,null,null,null,null,null,null,null,null,null,null,null,null,null,19.59,2018,83.710976914829047,9]
[null,null,null,null,null,null,null,null,null,null,null,null,null,null,10,2018,54.526985028175524,9]
[null,null,null,null,null,null,null,null,null,null,null,null,null,null,8,2018,51.887571130626618,9]
[null,null,null,null,null,null,null,null,null,null,null,null,null,null,10,2018,59.498875581948248,9]
[null,null,null,null,null,null,null,null,null,null,null,null,null,null,33.299999999999997,2018,67.896569976409324,9]
[null,null,null,null,null,null,null,null,null,null,null,null,null,null,74.8,2018,71.059513316616076,9]
[null,null,null,null,null,null,null,null,null,null,null,null,null,null,17,2018,67.784088711878226,9]
[null,null,null,null,null,null,null,null,null,null,null,null,null,null,74.8,2018,54.756686953471601,9]
[null,null,null,null,null,null,null,null,null,null,null,null,null,null,10,2018,50.584256569066909,9]
[null,null,null,null,null,null,null,null,null,null,null,null,null,null,10,2018,60.334440640488189,9]
[null,null,null,null,null,null,null,null,null,null,null,null,null,null,15,2018,69.433474293581142,9]
[null,null,null,null,null,null,null,null,null,null,null,null,null,null,75,2018,80.469020218957638,9]
[null,null,null,null,null,null,null,null,null,null,null,null,null,null,20,2018,63.988971819979504,9]
[null,null,null,null,null,null,null,null,null,null,null,null,null,null,53,2018,70.624108607588866,9]
[null,null,null,null,null,null,null,null,null,null,null,null,null,null,15,2018,74.228372416859585,9]
[null,null,null,null,null,null,null,null,null,null,null,null,null,null,7.48,2018,76.781579373782861,9]
[null,null,null,null,null,null,null,null,null,null,null,null,null,null,8.8000000000000007,2018,97.567304841251556,9]
[null,null,null,null,null,null,null,null,null,null,null,null,null,null,31.16,2018,82.430592192248724,9]
[null,null,null,null,null,null,null,null,null,null,null,null,null,null,6,2018,79.812630350134114,9]
[null,null,null,null,null,null,null,null,null,null,null,null,null,null,200,2018,56.547684041569077,9]
[null,null,null,null,null,null,null,null,null,null,null,null,null,null,20,2018,94.350543232351626,9]
[null,null,null,null,null,null,null,null,null,null,null,null,null,null,10,2018,65.155213879948832,9]
[null,null,null,null,null,null,null,null,null,null,null,null,null,null,8.8000000000000007,2018,105.58180503422193,9]
[null,null,null,null,null,null,null,null,null,null,null,null,null,null,5.0010000000000003,2018,54.163865052423581,9]
[null,null,null,null,null,null,null,null,null,null,null,null,null,null,8.4,2018,112.96383828093612,9]
[null,null,null,null,null,null,null,null,null,null,null,null,null,null,20,2018,87.267104548210582,9]
[null,null,null,null,null,null,null,null,null,null,null,null,null,null,10,2018,105.08705595216543,9]
[null,null,null,null,null,null,null,null,null,null,null,null,null,null,18.5,2018,80.825669744821582,9]
[null,null,null,null,null,null,null,null,null,null,null,null,null,null,50,2018,67.83050208141178,9]
[null,null,null,null,null,null,null,null,null,null,null,null,null,null,15.9,2018,95.591275516104261,9]
[null,null,null,null,null,null,null,null,null,null,null,null,null,null,140,2018,75.581159349352376,9]
[null,null,null,null,null,null,null,null,null,null,null,null,null,null,20,2018,74.077476619305472,9]
[null,null,null,null,null,null,null,null,null,null,null,null,null,null,100,2018,66.713956618748682,9]
[null,null,null,null,null,null,null,null,null,null,null,null,null,null,24.9,2018,92.185866799469494,9]
[null,null,null,null,null,null,null,null,null,null,null,null,null,null,252.3,2018,74.328951439840708,9]
[null,null,null,null,null,null,null,null,null,null,null,null,null,null,10,2018,118.47129758060854,9]
[null,null,null,null,null,null,null,null,null,null,null,null,null,null,20,2018,69.919798077321474,9]
[null,null,null,null,null,null,null,null,null,null,null,null,null,null,80,2018,88.023972710091016,9]
[null,null,null,null,null,null,null,null,null,null,null,null,null,null,8,2018,78.186076365184448,9]
[null,null,null,null,null,null,null,null,null,null,null,null,null,null,12,2018,118.82825001393952,9]
[null,null,null,null,null,null,null,null,null,null,null,null,null,null,7.5,2018,148.08993665363627,9]
[null,null,null,null,null,null,null,null,null,null,null,null,null,null,20,2018,73.922621552151185,9]
[null,null,null,null,null,null,null,null,null,null,null,null,null,null,19.2,2018,103.64069001690254,9]
[null,null,null,null,null,null,null,null,null,null,null,null,null,null,102.5,2019,32.833127505576478,10]
[null,null,null,null,null,null,null,null,null,null,null,null,null,null,142.4,2019,57.655220450478375,10]
[null,null,null,null,null,null,null,null,null,null,null,null,null,null,39.5,2019,36.788210273878015,10]
[null,null,null,null,null,null,null,null,null,null,null,null,null,null,10,2019,67.417160997868592,10]
[null,null,null,null,null,null,null,null,null,null,null,null,null,null,100,2019,34.27239800685031,10]
[null,null,null,null,null,null,null,null,null,null,null,null,null,null,74.5,2019,43.056740373565226,10]
[null,null,null,null,null,null,null,null,null,null,null,null,null,null,5.0010000000000003,2019,37.5279449526533,10]
[null,null,null,null,null,null,null,null,null,null,null,null,null,null,32.5,2019,32.592997697947553,10]
[null,null,null,null,null,null,null,null,null,null,null,null,null,null,74.5,2019,44.417217433478406,10]
[null,null,null,null,null,null,null,null,null,null,null,null,null,null,74.900000000000006,2019,44.286925890769737,10]
[null,null,null,null,null,null,null,null,null,null,null,null,null,null,45,2019,48.61455583219697,10]
[null,null,null,null,null,null,null,null,null,null,null,null,null,null,61.1,2019,51.421713012147272,10]
[null,null,null,null,null,null,null,null,null,null,null,null,null,null,10,2019,35.380472829082869,10]
[null,null,null,null,null,null,null,null,null,null,null,null,null,null,49.6,2019,60.688461785745723,10]
[null,null,null,null,null,null,null,null,null,null,null,null,null,null,74.5,2019,46.949542748092867,10]
[null,null,null,null,null,null,null,null,null,null,null,null,null,null,10,2019,35.599916760424449,10]
[null,null,null,null,null,null,null,null,null,null,null,null,null,null,74.900000000000006,2019,47.770175765810102,10]
[null,null,null,null,null,null,null,null,null,null,null,null,null,null,10,2019,37.360396689090507,10]
[null,null,null,null,null,null,null,null,null,null,null,null,null,null,74.5,2019,41.783795576627057,10]
[null,null,null,null,null,null,null,null,null,null,null,null,null,null,55,2019,54.473085048043238,10]
[null,null,null,null,null,null,null,null,null,null,null,null,null,null,10,2019,35.418371115203698,10]
[null,null,null,null,null,null,null,null,null,null,null,null,null,null,74.5,2019,53.086075972686437,10]
[null,null,null,null,null,null,null,null,null,null,null,null,null,null,10,2019,34.839652127060056,10]
[null,null,null,null,null,null,null,null,null,null,null,null,null,null,13.5,2019,55.676674239830966,10]
[null,null,null,null,null,null,null,null,null,null,null,null,null,null,72.5,2019,48.332758337488272,10]
[null,null,null,null,null,null,null,null,null,null,null,null,null,null,28,2019,44.07834254143247,10]
[null,null,null,null,null,null,null,null,null,null,null,null,null,null,35,2019,53.080488023019939,10]
[null,null,null,null,null,null,null,null,null,null,null,null,null,null,10,2019,52.326996251791158,10]
[null,null,null,null,null,null,null,null,null,null,null,null,null,null,30,2019,41.422504086962029,10]
[null,null,null,null,null,null,null,null,null,null,null,null,null,null,20,2019,56.431065637077182,10]
[null,null,null,null,null,null,null,null,null,null,null,null,null,null,79.900000000000006,2019,63.912987386227357,10]
[null,null,null,null,null,null,null,null,null,null,null,null,null,null,19.899999999999999,2019,66.404786739047864,10]
[null,null,null,null,null,null,null,null,null,null,null,null,null,null,20,2019,42.538946578494752,10]
[null,null,null,null,null,null,null,null,null,null,null,null,null,null,80.599999999999994,2019,70.630491134701572,10]
[null,null,null,null,null,null,null,null,null,null,null,null,null,null,16,2019,75.283632887921883,10]
[null,null,null,null,null,null,null,null,null,null,null,null,null,null,100,2019,38.994381338572474,10]
[null,null,null,null,null,null,null,null,null,null,null,null,null,null,70.099999999999994,2019,55.903942847067107,10]
[null,null,null,null,null,null,null,null,null,null,null,null,null,null,10,2019,71.888336692927155,10]
[null,null,null,null,null,null,null,null,null,null,null,null,null,null,120,2019,42.363866726737932,10]
[null,null,null,null,null,null,null,null,null,null,null,null,null,null,7.5,2019,121.21580001379485,10]
[null,null,null,null,null,null,null,null,null,null,null,null,null,null,5.0010000000000003,2019,90.416539166439748,10]
[null,null,null,null,null,null,null,null,null,null,null,null,null,null,20,2019,59.415850485588585,10]
[null,null,null,null,null,null,null,null,null,null,null,null,null,null,200,2019,32.313850311144023,10]
[null,null,null,null,null,null,null,null,null,null,null,null,null,null,100,2019,30.79925998727748,10]
[null,null,null,null,null,null,null,null,null,null,null,null,null,null,20,2019,34.58169712008597,10]
[null,null,null,null,null,null,null,null,null,null,null,null,null,null,111.2,2019,39.199280807620845,10]
[null,null,null,null,null,null,null,null,null,null,null,null,null,null,20,2019,39.874014888653257,10]
[null,null,null,null,null,null,null,null,null,null,null,null,null,null,100,2019,39.772518593690791,10]
[null,null,null,null,null,null,null,null,null,null,null,null,null,null,7.6,2019,52.503807654951174,10]
[null,null,null,null,null,null,null,null,null,null,null,null,null,null,150,2019,55.915139894622094,10]
[null,null,null,null,null,null,null,null,null,null,null,null,null,null,150,2019,60.399707325293164,10]
[null,null,null,null,null,null,null,null,null,null,null,null,null,null,90,2019,64.018475343283825,10]
[null,null,null,null,null,null,null,null,null,null,null,null,null,null,8.1,2019,42.821314298755745,10]
[null,null,null,null,null,null,null,null,null,null,null,null,null,null,26.4,2019,83.556569462070101,10]
[null,null,null,null,null,null,null,null,null,null,null,null,null,null,42,2019,43.572771658520665,10]
[null,null,null,null,null,null,null,null,null,null,null,null,null,null,40,2019,31.192483391241534,10]
[null,null,null,null,null,null,null,null,null,null,null,null,null,null,150,2019,34.855915267526498,10]
[null,null,null,null,null,null,null,null,null,null,null,null,null,null,7.9,2019,53.509184693069443,10]
[null,null,null,null,null,null,null,null,null,null,null,null,null,null,6.7,2019,51.202545127776233,10]
[null,null,null,null,null,null,null,null,null,null,null,null,null,null,5.3,2019,56.935133987822049,10]
[null,null,null,null,null,null,null,null,null,null,null,null,null,null,6,2019,45.166363526249334,10]
[null,null,null,null,null,null,null,null,null,null,null,null,null,null,7.6,2019,76.167824144885671,10]
[null,null,null,null,null,null,null,null,null,null,null,null,null,null,52.5,2019,32.640270634803109,10]
[null,null,null,null,null,null,null,null,null,null,null,null,null,null,10,2019,43.908914759522368,10]
[null,null,null,null,null,null,null,null,null,null,null,null,null,null,16.2,2019,55.848191091579835,10]
[null,null,null,null,null,null,null,null,null,null,null,null,null,null,7.6,2019,97.212375891452012,10]
[null,null,null,null,null,null,null,null,null,null,null,null,null,null,5.5,2019,126.24898173720025,10]
[null,null,null,null,null,null,null,null,null,null,null,null,null,null,50,2019,31.642731276812601,10]
[null,null,null,null,null,null,null,null,null,null,null,null,null,null,200,2019,29.789619520228179,10]
[null,null,null,null,null,null,null,null,null,null,null,null,null,null,7.3,2019,35.527822203488135,10]
[null,null,null,null,null,null,null,null,null,null,null,null,null,null,100,2019,37.028524714571759,10]
[null,null,null,null,null,null,null,null,null,null,null,null,null,null,10,2019,53.927665653927299,10]
[null,null,null,null,null,null,null,null,null,null,null,null,null,null,6,2019,65.245631809784513,10]
[null,null,null,null,null,null,null,null,null,null,null,null,null,null,18,2019,61.190085957319766,10]
[null,null,null,null,null,null,null,null,null,null,null,null,null,null,20,2019,93.560759360400468,10]
[null,null,null,null,null,null,null,null,null,null,null,null,null,null,6.3,2019,50.773521113128893,10]
[null,null,null,null,null,null,null,null,null,null,null,null,null,null,12.625,2019,57.002463222661703,10]
[null,null,null,null,null,null,null,null,null,null,null,null,null,null,47.3,2019,49.145711749074188,10]
[null,null,null,null,null,null,null,null,null,null,null,null,null,null,5.6,2019,58.242191101881453,10]
[null,null,null,null,null,null,null,null,null,null,null,null,null,null,9.9,2019,58.173033096500212,10]
[null,null,null,null,null,null,null,null,null,null,null,null,null,null,24,2019,49.669294438919032,10]
[null,null,null,null,null,null,null,null,null,null,null,null,null,null,10,2019,32.62038978497057,10]
[null,null,null,null,null,null,null,null,null,null,null,null,null,null,74.900000000000006,2019,40.457423156798384,10]
[null,null,null,null,null,null,null,null,null,null,null,null,null,null,20,2019,43.075916974395192,10]
[null,null,null,null,null,null,null,null,null,null,null,null,null,null,8.1999999999999993,2019,49.970412759253811,10]
[null,null,null,null,null,null,null,null,null,null,null,null,null,null,10,2019,39.481127460458175,10]
[null,null,null,null,null,null,null,null,null,null,null,null,null,null,10,2019,43.131996939632685,10]
[null,null,null,null,null,null,null,null,null,null,null,null,null,null,250,2019,38.900644725001456,10]
[null,null,null,null,null,null,null,null,null,null,null,null,null,null,7.5,2019,42.325205051809711,10]
[null,null,null,null,null,null,null,null,null,null,null,null,null,null,100.7,2019,44.078448966960906,10]
[null,null,null,null,null,null,null,null,null,null,null,null,null,null,57.6,2019,51.637689614771546,10]
[null,null,null,null,null,null,null,null,null,null,null,null,null,null,32.5,2020,29.950285809900024,11]
[null,null,null,null,null,null,null,null,null,null,null,null,null,null,153.5,2020,60.522721900669154,11]
[null,null,null,null,null,null,null,null,null,null,null,null,null,null,150,2020,27.887100607821289,11]
[null,null,null,null,null,null,null,null,null,null,null,null,null,null,8.4,2020,41.024450112557666,11]
[null,null,null,null,null,null,null,null,null,null,null,null,null,null,13.695,2020,36.933860894879466,11]
[null,null,null,null,null,null,null,null,null,null,null,null,null,null,50,2020,42.679336524785093,11]
[null,null,null,null,null,null,null,null,null,null,null,null,null,null,50,2020,42.572766149779476,11]
[null,null,null,null,null,null,null,null,null,null,null,null,null,null,40,2020,42.572766149779476,11]
[null,null,null,null,null,null,null,null,null,null,null,null,null,null,20,2020,42.572766149779476,11]
[null,null,null,null,null,null,null,null,null,null,null,null,null,null,19.600000000000001,2020,54.246037716985988,11]
[null,null,null,null,null,null,null,null,null,null,null,null,null,null,74.5,2020,32.151092800636995,11]
[null,null,null,null,null,null,null,null,null,null,null,null,null,null,74.5,2020,31.862196220914107,11]
[null,null,null,null,null,null,null,null,null,null,null,null,null,null,74.5,2020,27.302677448003212,11]
[null,null,null,null,null,null,null,null,null,null,null,null,null,null,74.5,2020,31.838718389034558,11]
[null,null,null,null,null,null,null,null,null,null,null,null,null,null,74.5,2020,29.532649530290122,11]
[null,null,null,null,null,null,null,null,null,null,null,null,null,null,74.5,2020,29.824946780384117,11]
[null,null,null,null,null,null,null,null,null,null,null,null,null,null,74.5,2020,29.804495911560075,11]
[null,null,null,null,null,null,null,null,null,null,null,null,null,null,74.5,2020,30.095267769032684,11]
[null,null,null,null,null,null,null,null,null,null,null,null,null,null,74.5,2020,33.551648033331603,11]
[null,null,null,null,null,null,null,null,null,null,null,null,null,null,74.5,2020,31.390549794167285,11]
[null,null,null,null,null,null,null,null,null,null,null,null,null,null,74.5,2020,33.833933284079187,11]
[null,null,null,null,null,null,null,null,null,null,null,null,null,null,74.5,2020,34.987487633021658,11]
[null,null,null,null,null,null,null,null,null,null,null,null,null,null,74.5,2020,33.889292276536466,11]
[null,null,null,null,null,null,null,null,null,null,null,null,null,null,74.5,2020,32.233108232870762,11]
[null,null,null,null,null,null,null,null,null,null,null,null,null,null,74.5,2020,33.771411028868556,11]
[null,null,null,null,null,null,null,null,null,null,null,null,null,null,74.5,2020,34.794089043983526,11]
[null,null,null,null,null,null,null,null,null,null,null,null,null,null,74.5,2020,38.333177945572984,11]
[null,null,null,null,null,null,null,null,null,null,null,null,null,null,74.5,2020,38.857747574251235,11]
[null,null,null,null,null,null,null,null,null,null,null,null,null,null,74.900000000000006,2020,37.183811427976195,11]
[null,null,null,null,null,null,null,null,null,null,null,null,null,null,204,2020,30.669589739646284,11]
[null,null,null,null,null,null,null,null,null,null,null,null,null,null,49.5,2020,47.319823043796461,11]
[null,null,null,null,null,null,null,null,null,null,null,null,null,null,9.8000000000000007,2020,47.290539062945001,11]
[null,null,null,null,null,null,null,null,null,null,null,null,null,null,20,2020,41.914522190297305,11]
[null,null,null,null,null,null,null,null,null,null,null,null,null,null,6,2020,39.355828931917515,11]
[null,null,null,null,null,null,null,null,null,null,null,null,null,null,10,2020,53.416682098039509,11]
[null,null,null,null,null,null,null,null,null,null,null,null,null,null,50,2020,50.264790573315615,11]
[null,null,null,null,null,null,null,null,null,null,null,null,null,null,74.900000000000006,2020,45.090535987038422,11]
[null,null,null,null,null,null,null,null,null,null,null,null,null,null,22,2020,47.77257236998225,11]
[null,null,null,null,null,null,null,null,null,null,null,null,null,null,8.8000000000000007,2020,78.564823461315484,11]
[null,null,null,null,null,null,null,null,null,null,null,null,null,null,8,2020,81.527949662883628,11]
[null,null,null,null,null,null,null,null,null,null,null,null,null,null,15,2020,42.74242187213212,11]
[null,null,null,null,null,null,null,null,null,null,null,null,null,null,20,2020,45.174246823814826,11]
[null,null,null,null,null,null,null,null,null,null,null,null,null,null,20,2020,45.413778144360698,11]
[null,null,null,null,null,null,null,null,null,null,null,null,null,null,74.97,2020,37.637807471232186,11]
[null,null,null,null,null,null,null,null,null,null,null,null,null,null,70,2020,38.211932795532249,11]
[null,null,null,null,null,null,null,null,null,null,null,null,null,null,75,2020,41.500315243439232,11]
[null,null,null,null,null,null,null,null,null,null,null,null,null,null,400,2020,23.390883812364553,11]
[null,null,null,null,null,null,null,null,null,null,null,null,null,null,120,2020,27.987874674049287,11]
[null,null,null,null,null,null,null,null,null,null,null,null,null,null,240,2020,25.983093129792639,11]
[null,null,null,null,null,null,null,null,null,null,null,null,null,null,198.5,2020,35.194750835412513,11]
[null,null,null,null,null,null,null,null,null,null,null,null,null,null,150,2020,27.904415545117665,11]
[null,null,null,null,null,null,null,null,null,null,null,null,null,null,300,2020,31.784065894667133,11]
[null,null,null,null,null,null,null,null,null,null,null,null,null,null,32,2020,37.779226435039675,11]
[null,null,null,null,null,null,null,null,null,null,null,null,null,null,15.7,2020,43.43310195450568,11]
[null,null,null,null,null,null,null,null,null,null,null,null,null,null,80,2020,42.711625883502549,11]
[null,null,null,null,null,null,null,null,null,null,null,null,null,null,97.9,2020,44.95452166712645,11]
[null,null,null,null,null,null,null,null,null,null,null,null,null,null,12,2020,46.076650726155933,11]
[null,null,null,null,null,null,null,null,null,null,null,null,null,null,150,2020,46.569487336123089,11]
[null,null,null,null,null,null,null,null,null,null,null,null,null,null,9,2020,52.334480721597778,11]
[null,null,null,null,null,null,null,null,null,null,null,null,null,null,57.5,2020,34.69223587112289,11]
[null,null,null,null,null,null,null,null,null,null,null,null,null,null,50,2020,34.40409681965204,11]
[null,null,null,null,null,null,null,null,null,null,null,null,null,null,7,2020,44.880853294174393,11]
[null,null,null,null,null,null,null,null,null,null,null,null,null,null,200,2020,33.689601964501122,11]
[null,null,null,null,null,null,null,null,null,null,null,null,null,null,122,2020,30.779826745050158,11]
[null,null,null,null,null,null,null,null,null,null,null,null,null,null,99,2020,33.859035487653713,11]
[null,null,null,null,null,null,null,null,null,null,null,null,null,null,58,2020,33.916603596537378,11]
[null,null,null,null,null,null,null,null,null,null,null,null,null,null,5.0010000000000003,2020,52.296888448109968,11]

{"sheet":"LCOE vs. PPA Price","index":31,"n_rows":41,"n_cols":18,"rows_kept":41,"cut":false,"hidden":false,"merged":[]}
["Average levelized cost of energy versus average levelized PPA price, by commercial operation date"]
[]
[]
[]
[]
[]
[]
[]
[]
[]
[]
[]
[]
[]
[]
[]
[]
[]
[]
[]
[]
["Source: Berkeley Lab",null,null,null,null,null,null,null,"Source: Berkeley Lab",null,null,null,null,null,null,null,null,"Source: Berkeley Lab"]
[]
[]
[null,null,null,"No ITC","No ITC","No ITC","30% ITC","30% ITC","30% ITC"]
["LCOE","LCOE",null,"Median","Cap-Wgtd Avg","Gen-Wgtd Avg","Median","Cap-Wgtd Avg","Gen-Wgtd Avg",null,"Median","Cap-Wgtd Avg","Gen-Wgtd Avg"]
["Sample","Sample",null,"LCOE","LCOE","LCOE","LCOE","LCOE","LCOE",null,"PPA Price","PPA Price","PPA Price"]
["Capacity","Projects","Project","by COD","by COD","by COD","by COD","by COD","by COD",null,"by COD","by COD","by COD"]
["(MW-AC)","(#)","COD","(2020 $/MWh)","(2020 $/MWh)","(2020 $/MWh)","(2020 $/MWh)","(2020 $/MWh)","(2020 $/MWh)",null,"(2020 $/MWh)","(2020 $/MWh)","(2020 $/MWh)"]
[175.07,10,2010,285.72596479250291,230.04513007125499,218.10598916004298,217.78898914909865,175.89668377559096,166.8882318364785,null,201.87617941448411,170.79044237871844,166.96210238077009]
[422.75000000000006,28,{"$f":"C30+1","v":2011},197.4300666672072,205.83580939451403,198.41876365686048,151.55472472880956,157.7342887487292,152.08421759597039,null,176.65956627994157,183.88584009944054,176.89381019693678]
[893.88400000000001,39,{"$f":"C31+1","v":2012},171.84130151087513,152.03336958886712,145.62786003597932,132.51890528436113,117.37063161609747,112.49959710650002,null,135.10442470142476,140.34580783815898,138.60193256637891]
[1343.789,38,2013,136.77448525218648,140.63949344904859,137.07086135970351,105.05637010352856,108.259332830376,105.51730244716943,null,131.11587274400759,128.69755548000774,129.10644273117148]
[3152.1594999999998,62,2014,115.9895336497068,128.20358691495352,127.07182962091848,90.570109963302002,98.773514289831695,97.864347844717486,null,100.98918998789256,129.71409693365567,129.18912184692161]
[2839.6819999999998,85,2015,99.018394654315003,100.15971466125015,99.536795266114424,78.289991420440586,77.9491180419069,77.389179496846467,null,81.536047201167648,95.107747700148792,95.478570232421262]
[7377.1939999999977,145,2016,77.470524471350146,75.525890198812903,73.590752275346532,61.22409287899562,59.340735102243272,57.820644595771142,null,57.237838446182408,61.922957740754676,61.717230235872016]
[3990.822000000001,159,2017,74.677815894121579,73.548028057379426,71.570831480235384,58.864333675024831,58.020159693748624,56.438334471569974,null,51.093216616311146,50.669209665653732,50.087868479637926]
[3929.4160000000015,93,2018,61.001249473956456,58.575173909331426,58.037082593791794,49.545231578342708,47.430353584436588,46.962919735527507,null,49.033058139570798,48.838887407210912,46.94689884654008]
[4379.4270000000006,91,2019,47.770175765810102,45.686665592985321,44.682147153664147,39.064711949043641,37.036095189802936,36.196871663845329,null,37.292245915740857,38.01702616125926,36.93527143998881]
[5095.1660000000002,67,2020,37.637807471232186,34.7917001261115,34.42363614773447,30.889068441674336,28.415450058556861,28.110547101795856,null,28.197735863712953,30.459877972062589,29.926049995718639]
["TBD","TBD",2021,null,null,null,null,null,null,null,23.890496019348575,23.858041599259881,23.277966643497077]

{"sheet":"PV & Wind PPAs vs. Gas","index":32,"n_rows":355,"n_cols":12,"rows_kept":355,"cut":false,"hidden":false,"merged":[]}
["Levelized PV and wind PPA prices and levelized gas price projections",null,null,null,null,null,null,null,null,null,"Levelized PV and wind PPA prices"]
[]
[]
[]
[]
[]
[]
[]
[]
[]
[]
[]
[]
[]
[]
[]
[]
[]
[]
[]
[]
["Sources: Berkeley Lab, FERC, Energy Information Administration"]
["Note: Smallest bubble sizes reflect smallest-volume PPAs (<5 MW), whereas largest reflect largest-volume PPAs (>500 MW)"]
[]
[null,"Levelized Gas","Solar","Wind",null,"Wind","Wind","Wind",null,"Solar","Solar","Solar"]
[null,"Price Projection","Average","Average",null,"PPA","Project","Project",null,"PPA","Project","Project"]
[null,"2020 $/MWh","2020 $/MWh","2020 $/MWh",null,"Date","2020 $/MWh","Capacity",null,"Date","2020 $/MWh","Capacity"]
[2009,57.645366709445859,167.66505290261881,74.32525239641825,null,"2009-01-28",54.096686710461462,50.4,null,"2009-02-23",132.09678867228317,30]
[2010,56.831713637452907,139.80224439886689,65.501337221657394,null,"2009-01-30",62.326818333569648,98.9,null,"2009-03-01",159.50239793933142,30]
[2011,46.000092893279344,110.85504435751714,47.776246051538138,null,"2009-02-02",52.531045626960342,99,null,"2009-03-05",150.76036112897177,19]
[2012,44.48750291687616,84.095775597577955,40.114226330171462,null,"2009-02-05",93.790167848377507,150,null,"2009-05-01",210.07052991375707,12.6]
[2013,43.172493348093433,68.881973681367995,28.72294988216704,null,"2009-02-05",96.546637777069392,51,null,"2009-05-08",142.78340860236398,230]
[2014,46.080917299322373,57.271352496484155,26.576140312277484,null,"2009-02-05",96.546637777069392,49.5,null,"2009-06-01",131.35468811484361,20]
[2015,47.091313680367243,46.320372389916763,31.153087190463268,null,"2009-02-19",93.813645612669703,49.5,null,"2009-06-01",201.87617941448411,14]
[2016,39.786087634209842,39.311474209006818,25.560012757022566,null,"2009-03-17",116.48064700663471,8,null,"2009-06-01",227.74991288053741,10.08]
[2017,38.122661989650886,37.839644606223686,18.357162372438204,null,"2009-03-17",119.008017803519,24.75,null,"2009-06-22",166.37159677334844,48]
[2018,34.480123320798825,26.965947053481383,16.665449840085031,null,"2009-03-24",88.779981281425322,63,null,"2009-08-17",145.58888183815037,250]
[2019,30.655341488073059,21.929684650519917,23.772756380038665,null,"2009-03-31",61.00026383854059,30,null,"2009-09-08",194.79262084030665,250]
[2020,25.677611508468189,22.780461265430276,29.279391199962902,null,"2009-03-31",61.00026383854059,12,null,"2009-11-20",117.45124673431536,21]
[2021,26.593576004355491,23.131425892199882,null,null,"2009-04-01",50.820436490216174,49.5,null,"2009-12-23",133.1772693211324,50]
[null,null,null,null,null,"2009-04-01",81.103567984827734,96.6,null,"2009-12-24",240.08263936563256,6]
[null,null,null,null,null,"2009-04-10",106.38031175234647,124.5,null,"2009-12-24",240.08263936563256,19]
[null,null,null,null,null,"2009-04-29",69.505420645943374,70,null,"2009-12-24",240.08263936563256,20]
[null,null,null,null,null,"2009-04-30",64.264723297640046,22.5,null,"2010-01-26",164.2326074511121,50]
[null,null,null,null,null,"2009-06-10",75.476846438541102,102.3,null,"2010-01-26",164.2326074511121,20]
[null,null,null,null,null,"2009-06-22",73.47086884534167,205.5,null,"2010-01-26",163.20807880481198,20]
[null,null,null,null,null,"2009-06-30",73.590016459365287,70,null,"2010-02-02",139.12708403650188,50]
[null,null,null,null,null,"2009-06-30",66.180392607771381,51,null,"2010-02-24",141.83064162154119,300]
[null,null,null,null,null,"2009-07-09",86.555445988988964,21,null,"2010-03-06",133.81512112509478,40]
[null,null,null,null,null,"2009-07-09",86.555445988988964,21,null,"2010-04-19",106.66165297410052,29]
[null,null,null,null,null,"2009-07-09",86.555445988988964,22.5,null,"2010-04-21",140.64368111356367,66]
[null,null,null,null,null,"2009-07-30",54.900992388411183,69,null,"2010-04-29",132.51787215964211,25]
[null,null,null,null,null,"2009-08-01",65.438884202162782,100,null,"2010-05-10",133.21471916752552,125]
[null,null,null,null,null,"2009-08-05",75.119361015095805,18.899999999999999,null,"2010-05-20",160.55576052646407,25.8]
[null,null,null,null,null,"2009-08-05",75.465011914369214,16.8,null,"2010-06-01",323.5796626050128,32]
[null,null,null,null,null,"2009-08-17",105.0755431942145,90,null,"2010-06-01",132.51787215964211,20]
[null,null,null,null,null,"2009-08-26",67.499306700654046,200.2,null,"2010-06-24",128.07170992260362,23]
[null,null,null,null,null,"2009-09-08",56.348780380309648,36,null,"2010-06-30",100.78435541286747,12]
[null,null,null,null,null,"2009-09-25",47.410441492612996,151.80000000000001,null,"2010-06-30",100.4796315006849,10]
[null,null,null,null,null,"2009-09-25",49.530319698973351,129.6,null,"2010-07-26",134.09801601299415,20]
[null,null,null,null,null,"2009-10-01",67.204316894591543,150,null,"2010-07-29",154.49478261403425,150]
[null,null,null,null,null,"2009-10-05",50.013610135574339,99,null,"2010-07-29",128.94246662977548,45]
[null,null,null,null,null,"2009-10-09",77.492352039894442,5,null,"2010-08-10",133.64367584916721,30]
[null,null,null,null,null,"2009-11-02",71.425079141791102,60,null,"2010-08-10",193.81673462055173,5.5]
[null,null,null,null,null,"2009-11-16",65.106796537331135,50,null,"2010-08-24",114.43455922227665,23]
[null,null,null,null,null,"2009-11-24",76.742274214827162,209.4,null,"2010-09-20",124.46150053332839,62.5]
[null,null,null,null,null,"2009-11-24",67.436234983954776,150,null,"2010-11-10",130.46105532275737,130]
[null,null,null,null,null,"2009-11-30",115.45899006542261,150,null,"2010-11-15",78.974467067086621,14]
[null,null,null,null,null,"2009-11-30",115.45899006542261,150,null,"2010-11-15",77.039295452069126,20]
[null,null,null,null,null,"2009-11-30",115.34513874628041,150,null,"2010-12-01",138.7308344812717,9]
[null,null,null,null,null,"2009-11-30",115.11494866419031,102,null,"2010-12-01",149.39254830023049,7.65]
[null,null,null,null,null,"2009-11-30",115.11494866419031,168,null,"2010-12-21",124.70222447672158,60]
[null,null,null,null,null,"2009-12-02",99.988286112755361,50,null,"2010-12-30",110.49071387284506,309]
[null,null,null,null,null,"2009-12-09",124.92734679094177,10.25,null,"2010-12-30",147.93328369973588,20]
[null,null,null,null,null,"2009-12-17",126.6534717700346,120,null,"2011-01-05",110.72793418415294,270]
[null,null,null,null,null,"2009-12-28",73.931558000992467,70,null,"2011-01-07",123.30544471010373,110]
[null,null,null,null,null,"2010-01-28",104.79118333129009,151.80000000000001,null,"2011-01-25",135.50909530311614,26]
[null,null,null,null,null,"2010-02-05",54.487017567305827,81,null,"2011-02-07",115.56695260570278,250]
[null,null,null,null,null,"2010-02-12",74.070647096359707,198,null,"2011-02-11",114.50864091068806,30]
[null,null,null,null,null,"2010-03-05",110.62514273782257,65.099999999999994,null,"2011-02-11",118.11935828776366,20]
[null,null,null,null,null,"2010-03-29",59.008945060971847,250.2,null,"2011-03-08",94.320488853098709,150]
[null,null,null,null,null,"2010-04-01",60.751921073144793,40.5,null,"2011-06-03",119.61881898299147,110]
[null,null,null,null,null,"2010-04-16",43.112582822033723,102.4,null,"2011-06-03",111.74425078754807,127]
[null,null,null,null,null,"2010-04-19",87.717058245796082,50.4,null,"2011-06-21",107.10791682952231,150]
[null,null,null,null,null,"2010-04-23",50.836606175049667,51,null,"2011-07-08",126.51001719203325,23]
[null,null,null,null,null,"2010-04-29",113.51199643923194,143.5,null,"2011-07-14",101.06462360792489,20]
[null,null,null,null,null,"2010-05-04",79.21753542766055,32.5,null,"2011-07-18",196.32277356984014,6]
[null,null,null,null,null,"2010-05-04",82.616274962603185,20,null,"2011-07-21",115.93134912455014,150]
[null,null,null,null,null,"2010-05-19",60.031177064460294,250.8,null,"2011-09-29",85.827763239709867,250]
[null,null,null,null,null,"2010-06-01",53.175775475896778,36,null,"2011-10-01",137.69097724320744,9]
[null,null,null,null,null,"2010-06-02",116.97119957148352,102,null,"2011-12-01",225.77118960531632,20]
[null,null,null,null,null,"2010-06-03",49.95257133230335,100,null,"2011-12-08",108.14725440354329,19]
[null,null,null,null,null,"2010-06-03",99.263959767390006,36.799999999999997,null,"2011-12-20",85.457491161148653,20]
[null,null,null,null,null,"2010-06-03",94.442532318946988,90,null,"2011-12-20",114.93490899607748,30]
[null,null,null,null,null,"2010-06-04",66.611364057410597,30,null,"2011-12-20",84.640567540000703,20]
[null,null,null,null,null,"2010-06-09",117.96464907456209,150,null,"2012-01-01",86.332885309072068,15]
[null,null,null,null,null,"2010-06-09",120.47786784696733,168,null,"2012-01-01",77.456188894838746,15]
[null,null,null,null,null,"2010-06-09",117.96464907456209,150,null,"2012-02-03",86.715123529504552,200]
[null,null,null,null,null,"2010-06-09",120.47786784696733,132,null,"2012-02-27",76.756972344597386,20]
[null,null,null,null,null,"2010-06-21",93.305708839735985,81.599999999999994,null,"2012-07-03",91.375792663152524,20]
[null,null,null,null,null,"2010-06-30",56.06344508836672,114,null,"2012-07-03",94.207180027618278,20]
[null,null,null,null,null,"2010-07-07",37.791611969830242,78.2,null,"2012-08-03",87.994188335344091,20]
[null,null,null,null,null,"2010-07-09",56.256328015955518,42.5,null,"2012-08-13",91.287669967063152,20]
[null,null,null,null,null,"2010-07-15",45.175345383936602,99.2,null,"2012-08-16",89.014281114293723,102]
[null,null,null,null,null,"2010-07-21",81.186407037252465,99.2,null,"2012-08-29",86.051279361527307,20]
[null,null,null,null,null,"2010-07-22",114.3028801495829,102.5,null,"2012-08-31",91.646623101480131,250]
[null,null,null,null,null,"2010-08-10",90.723687408269853,110.4,null,"2012-09-17",83.850645362473855,20]
[null,null,null,null,null,"2010-08-16",56.246815253283835,199.8,null,"2012-09-17",100.91375636786022,20.8]
[null,null,null,null,null,"2010-08-20",123.8321127827617,49,null,"2012-10-17",86.455760439164152,10]
[null,null,null,null,null,"2010-09-01",71.645720706090543,79.2,null,"2012-10-25",55.834031725989298,50]
[null,null,null,null,null,"2010-09-08",81.922537313841445,55.2,null,"2012-11-01",71.032712352680903,20]
[null,null,null,null,null,"2010-09-17",35.147290368598483,148.80000000000001,null,"2012-11-15",82.269906456320939,20]
[null,null,null,null,null,"2010-09-22",44.202155233073476,80,null,"2012-12-12",80.77785758242976,250]
[null,null,null,null,null,"2010-10-11",112.0617461575188,49.8,null,"2012-12-13",83.794134143939033,20]
[null,null,null,null,null,"2010-10-18",111.25566624577453,31.68,null,"2013-02-04",99.910575839389338,28.8]
[null,null,null,null,null,"2010-11-05",39.593117740197947,161,null,"2013-02-28",80.469870516428358,45]
[null,null,null,null,null,"2010-11-12",65.917686713317963,99,null,"2013-03-22",86.879887243016526,20]
[null,null,null,null,null,"2010-12-06",34.013121715447106,201,null,"2013-03-22",85.54537932553805,20]
[null,null,null,null,null,"2010-12-09",28.632787499726287,167.89999999999998,null,"2013-03-25",75.769444740106138,20]
[null,null,null,null,null,"2010-12-17",103.79292341306881,78.2,null,"2013-04-10",85.057922213075969,20]
[null,null,null,null,null,"2010-12-17",56.384403719791948,50,null,"2013-04-16",62.489022441100744,20]
[null,null,null,null,null,"2010-12-17",98.15490292826027,78.2,null,"2013-06-01",58.951732971391216,20]
[null,null,null,null,null,"2010-12-17",53.662647998558647,38.46,null,"2013-06-03",66.357227023510106,48]
[null,null,null,null,null,"2010-12-22",44.740896081959121,27.3,null,"2013-06-03",67.24666182926795,40]
[null,null,null,null,null,"2010-12-23",65.727517690368828,28.5,null,"2013-06-19",152.21295504145908,12]
[null,null,null,null,null,"2010-12-23",54.187171407941754,48,null,"2013-07-03",57.237838446182408,50]
[null,null,null,null,null,"2010-12-23",72.382672402504198,34.200000000000003,null,"2013-07-10",58.755227194819881,40]
[null,null,null,null,null,"2011-02-01",103.06945612416608,257.60000000000002,null,"2013-07-10",63.02709190289174,20]
[null,null,null,null,null,"2011-03-10",65.457742860967031,100,null,"2013-07-17",79.572679143973403,20]
[null,null,null,null,null,"2011-04-06",101.40185189843318,155.1,null,"2013-07-17",79.572679143973403,12]
[null,null,null,null,null,"2011-04-20",33.065045689872562,100.8,null,"2013-09-06",66.289364787988916,15]
[null,null,null,null,null,"2011-05-05",62.914763766440196,165.6,null,"2013-09-19",100.71927867926507,20]
[null,null,null,null,null,"2011-05-06",31.192021132478157,131.1,null,"2013-09-27",63.68742869174033,20]
[null,null,null,null,null,"2011-05-13",68.545597414310677,214.4,null,"2013-10-09",65.826851632149584,20]
[null,null,null,null,null,"2011-05-16",30.274921558519669,150.36000000000001,null,"2013-10-22",63.919864562878068,20]
[null,null,null,null,null,"2011-05-16",21.838304823647817,108,null,"2013-12-01",81.536047201167648,7.3140000000000001]
[null,null,null,null,null,"2011-05-20",53.024651842202331,115,null,"2013-12-06",67.086289608558801,20]
[null,null,null,null,null,"2011-06-07",37.116123351645548,202,null,"2013-12-19",56.080659271407015,150]
[null,null,null,null,null,"2011-06-21",47.297250007294018,40,null,"2014-01-30",68.415203282089777,7]
[null,null,null,null,null,"2011-06-27",33.64955650486484,200,null,"2014-02-20",48.858917851208872,10.416]
[null,null,null,null,null,"2011-06-28",61.75576217698169,104.4,null,"2014-03-17",63.180457509835378,20]
[null,null,null,null,null,"2011-06-29",80.363175484659322,20,null,"2014-03-26",59.117106335814285,26.66]
[null,null,null,null,null,"2011-07-06",40.731384444741934,199.92,null,"2014-04-01",64.795620429104886,10.3]
[null,null,null,null,null,"2011-07-15",82.502634669368931,162,null,"2014-05-01",43.767792548438244,157.5]
[null,null,null,null,null,"2011-07-28",85.316927478577,102.5,null,"2014-05-27",62.709645900907255,30]
[null,null,null,null,null,"2011-08-03",58.798670684167135,120,null,"2014-06-01",65.584586687195227,20]
[null,null,null,null,null,"2011-08-08",46.381045225426988,42,null,"2014-06-12",56.862090410214812,30]
[null,null,null,null,null,"2011-08-15",34.021940596985743,200,null,"2014-07-18",54.488431930163024,93.6]
[null,null,null,null,null,"2011-08-17",42.115547677408209,50,null,"2014-07-23",57.445227719825162,75]
[null,null,null,null,null,"2011-08-17",42.143380098251185,37.5,null,"2014-07-24",57.237838446182408,56]
[null,null,null,null,null,"2011-08-30",26.405413045143508,100.8,null,"2014-07-24",57.801671239864994,56]
[null,null,null,null,null,"2011-09-07",27.954885054579101,104,null,"2014-08-19",60.435827572850741,105]
[null,null,null,null,null,"2011-09-12",36.314450818220529,92.34,null,"2014-08-25",60.413994299557807,60]
[null,null,null,null,null,"2011-09-12",40.824088501528948,201.6,null,"2014-09-03",50.300759013700436,60]
[null,null,null,null,null,"2011-09-13",69.837806499042372,100.65,null,"2014-09-04",46.394199879092604,52]
[null,null,null,null,null,"2011-10-01",37.301326978269636,48,null,"2014-09-04",55.602064898828651,120]
[null,null,null,null,null,"2011-11-03",27.372659047671092,98.9,null,"2014-10-03",59.119498661006418,30]
[null,null,null,null,null,"2011-11-03",29.05410715809349,100.8,null,"2014-10-08",52.771120878494436,101.3]
[null,null,null,null,null,"2011-11-08",30.115913465613509,59.8,null,"2014-10-08",53.536803141567646,51]
[null,null,null,null,null,"2011-11-16",54.737096668975575,39.9,null,"2014-10-08",53.480099150466707,76.5]
[null,null,null,null,null,"2011-11-16",77.92265804538863,49.5,null,"2014-10-08",57.161714082591537,30]
[null,null,null,null,null,"2011-11-28",79.062791105423699,20.65,null,"2014-10-08",59.677318061680054,80]
[null,null,null,null,null,"2011-12-09",38.517832682980305,75,null,"2014-10-08",57.739825309035687,103]
[null,null,null,null,null,"2011-12-13",30.920836837249816,79.599999999999994,null,"2014-10-20",56.493812622583903,40]
[null,null,null,null,null,"2011-12-13",30.106950904211384,201.25,null,"2014-10-21",61.907402122835911,11.4]
[null,null,null,null,null,"2011-12-15",30.912379572320535,49.2,null,"2014-10-22",56.284968605507231,20]
[null,null,null,null,null,"2011-12-20",64.138650125266793,110.4,null,"2014-10-22",56.284968605507231,20]
[null,null,null,null,null,"2011-12-20",66.564325215494506,30.4,null,"2014-10-22",56.284968605507231,15]
[null,null,null,null,null,"2011-12-20",31.411643771174436,78.400000000000006,null,"2014-10-22",56.284968605507231,20]
[null,null,null,null,null,"2011-12-22",47.129666696880157,14.4,null,"2014-10-22",49.75052347232684,20]
[null,null,null,null,null,"2012-01-19",34.121342808022099,310.39999999999998,null,"2014-10-22",66.204418256468799,14.7]
[null,null,null,null,null,"2012-02-07",44.554636635005956,21,null,"2014-10-22",64.205975300163885,19.5]
[null,null,null,null,null,"2012-02-15",28.957609101551462,30.400000000000002,null,"2014-10-22",64.221962843814296,19.5]
[null,null,null,null,null,"2012-02-17",93.253317445674014,50,null,"2014-10-24",66.358400650790671,100]
[null,null,null,null,null,"2012-02-28",30.939246757770526,91,null,"2014-11-07",70.538122536140165,40]
[null,null,null,null,null,"2012-03-13",30.920836837249816,51.2,null,"2014-11-07",70.538122536140165,50]
[null,null,null,null,null,"2012-03-17",38.09250064461947,202,null,"2014-11-13",61.572303047617183,30]
[null,null,null,null,null,"2012-03-29",32.446281105620244,48,null,"2014-11-18",48.830035442316934,45]
[null,null,null,null,null,"2012-04-11",45.158478923358579,54,null,"2014-12-09",59.057242591198218,130]
[null,null,null,null,null,"2012-05-27",58.172694921312548,69,null,"2015-02-01",57.600630794613295,80]
[null,null,null,null,null,"2012-08-31",47.492678108894175,100.3,null,"2015-03-02",101.09010539785217,6]
[null,null,null,null,null,"2012-11-01",53.586247327974377,50,null,"2015-03-02",42.28745952619294,25]
[null,null,null,null,null,"2012-12-14",54.817336060406163,15,null,"2015-03-03",62.332700687839001,62.25]
[null,null,null,null,null,"2013-01-16",29.577970444467137,74.8,null,"2015-03-04",37.458763505044814,70]
[null,null,null,null,null,"2013-02-07",29.303778186356979,200.6,null,"2015-03-04",37.935103326056911,70]
[null,null,null,null,null,"2013-04-16",47.535362182688345,74.8,null,"2015-03-05",83.888269051173253,10.5]
[null,null,null,null,null,"2013-05-06",29.967542570003474,62.4,null,"2015-03-23",68.103525983807629,20]
[null,null,null,null,null,"2013-05-24",86.008887873794677,39,null,"2015-03-25",47.094906283521681,30]
[null,null,null,null,null,"2013-06-01",22.745361749503143,200,null,"2015-04-03",47.40774316126852,81]
[null,null,null,null,null,"2013-06-01",22.277246384736461,200,null,"2015-04-03",45.326870679638063,54]
[null,null,null,null,null,"2013-06-05",46.892794937082272,200,null,"2015-04-14",63.489127014754814,6.8]
[null,null,null,null,null,"2013-06-15",21.665140552344837,199,null,"2015-04-17",52.965297415203587,20]
[null,null,null,null,null,"2013-06-15",24.063037459841141,250,null,"2015-04-30",44.735214561102765,50.6]
[null,null,null,null,null,"2013-06-21",30.916633888230344,102.4,null,"2015-04-30",59.722529013623841,52]
[null,null,null,null,null,"2013-06-28",55.784609073057268,80,null,"2015-05-27",66.610994609562795,4.9000000000000004]
[null,null,null,null,null,"2013-07-02",51.880430538503461,50.4,null,"2015-06-01",74.008822429787401,3.6]
[null,null,null,null,null,"2013-07-02",24.903997205049748,200,null,"2015-06-05",41.944134525586627,100]
[null,null,null,null,null,"2013-07-07",55.784609073057268,80,null,"2015-06-09",67.583307312300008,80]
[null,null,null,null,null,"2013-07-08",21.269819951821393,100,null,"2015-06-19",44.134615754345361,100]
[null,null,null,null,null,"2013-07-10",23.255638596790234,249.9,null,"2015-06-23",49.033058139570798,46]
[null,null,null,null,null,"2013-07-17",24.259368851391763,150,null,"2015-06-25",54.667308533996064,100.815]
[null,null,null,null,null,"2013-07-24",26.901339916041749,205.7,null,"2015-06-30",61.052519690941047,7.06]
[null,null,null,null,null,"2013-08-12",50.204863300420335,20,null,"2015-07-01",63.828030799805845,13]
[null,null,null,null,null,"2013-08-20",56.998530557856519,147.6,null,"2015-07-01",65.787773692141485,20]
[null,null,null,null,null,"2013-08-20",55.930621852467659,184.8,null,"2015-07-01",130.3379195325974,27.6]
[null,null,null,null,null,"2013-09-11",31.404243786066861,60,null,"2015-07-15",51.949427114259713,125]
[null,null,null,null,null,"2013-10-09",21.285494321013577,198.9,null,"2015-07-16",48.894875077160599,150]
[null,null,null,null,null,"2013-10-10",19.943915983979654,200,null,"2015-07-21",46.301790704643444,20]
[null,null,null,null,null,"2013-10-10",19.943915983979654,199.8,null,"2015-08-05",45.015431742091714,30]
[null,null,null,null,null,"2013-10-10",21.244638621989274,200,null,"2015-08-09",41.037667287295541,30]
[null,null,null,null,null,"2013-10-17",22.181784799589401,400,null,"2015-08-12",50.141477338304576,10]
[null,null,null,null,null,"2013-10-25",56.238471879198116,19.8,null,"2015-08-16",50.141477338304576,10]
[null,null,null,null,null,"2013-11-01",30.875157527899727,249.2,null,"2015-08-28",51.021198302627944,150]
[null,null,null,null,null,"2013-11-06",24.508085204705921,106,null,"2015-09-03",74.94414326883394,10.88]
[null,null,null,null,null,"2013-11-06",24.508085204705921,172,null,"2015-09-23",43.262990790301664,52]
[null,null,null,null,null,"2013-11-18",88.74226213032378,34.200000000000003,null,"2015-09-23",46.990511788790016,52]
[null,null,null,null,null,"2013-11-18",24.405766469462524,201.6,null,"2015-09-24",41.174060435802566,25]
[null,null,null,null,null,"2013-12-11",50.216358187354054,51,null,"2015-09-28",19.778630902171695,46.2]
[null,null,null,null,null,"2013-12-20",20.654668973414488,98,null,"2015-09-28",19.778630902171695,71.400000000000006]
[null,null,null,null,null,"2013-12-27",29.55367376218712,149.6,null,"2015-10-01",36.023112379555428,118.5]
[null,null,null,null,null,"2014-01-21",20.702645567647082,100.3,null,"2015-10-01",33.477572124902736,170]
[null,null,null,null,null,"2014-01-23",32.567688594668887,78.2,null,"2015-10-01",57.924836416673124,146]
[null,null,null,null,null,"2014-01-24",22.280519452212992,99,null,"2015-10-08",49.010809364136549,55]
[null,null,null,null,null,"2014-02-27",26.751717502699726,299.7,null,"2015-10-09",42.594166446248039,154.27199999999999]
[null,null,null,null,null,"2014-06-11",23.150612765318755,150,null,"2015-11-05",51.509220855443289,85]
[null,null,null,null,null,"2014-07-01",38.024301212336304,175,null,"2015-11-06",44.588438658721486,54]
[null,null,null,null,null,"2014-08-01",23.243587113773852,100,null,"2015-11-09",38.427662113827445,72]
[null,null,null,null,null,"2014-08-01",35.115864848816912,115.99999999999999,null,"2015-11-10",43.767792548438244,30]
[null,null,null,null,null,"2014-08-14",63.900245235642004,30,null,"2015-11-20",43.98172496666524,86]
[null,null,null,null,null,"2014-09-11",66.578930928693779,42.95,null,"2015-11-30",46.098955607192714,50]
[null,null,null,null,null,"2014-09-24",41.380647139600761,140,null,"2015-12-17",41.818229045460882,90]
[null,null,null,null,null,"2014-10-30",25.567945825151206,100,null,"2015-12-18",51.162849398788495,20]
[null,null,null,null,null,"2014-12-01",20.806832368540444,200,null,"2015-12-18",51.093216616311146,20]
[null,null,null,null,null,"2014-12-01",24.401825622653448,150,null,"2015-12-18",51.141886988856733,20]
[null,null,null,null,null,"2014-12-01",23.923358845826087,150,null,"2015-12-18",50.756371673595154,20]
[null,null,null,null,null,"2014-12-17",21.981066403894886,100,null,"2016-01-06",29.293350022390079,26]
[null,null,null,null,null,"2014-12-17",21.822597405917431,73.5,null,"2016-04-12",48.359508107162696,8.16]
[null,null,null,null,null,"2014-12-31",22.313843629222902,50,null,"2016-04-12",45.569536485595599,20.399999999999999]
[null,null,null,null,null,"2015-03-24",32.59788715847224,78,null,"2016-05-19",34.67772775209999,100]
[null,null,null,null,null,"2015-04-07",26.780163248572393,300,null,"2016-08-04",41.140252095784604,20]
[null,null,null,null,null,"2015-04-24",20.39965747321277,208.27,null,"2016-08-26",51.742532229059023,60]
[null,null,null,null,null,"2015-05-01",23.100914450452869,20,null,"2016-08-29",43.121074921820487,20]
[null,null,null,null,null,"2015-05-01",41.716177272730242,149,null,"2016-09-15",41.916756392770139,100]
[null,null,null,null,null,"2015-05-04",31.232436337012267,20,null,"2016-09-20",42.229509925432794,100]
[null,null,null,null,null,"2015-05-22",28.722613859912581,200.91,null,"2016-09-22",148.59216507300721,24.9]
[null,null,null,null,null,"2015-06-09",28.383561154662143,36,null,"2016-11-18",34.215656101061867,150]
[null,null,null,null,null,"2015-07-08",42.962216748381785,208,null,"2016-11-18",34.527728451375609,80]
[null,null,null,null,null,"2015-07-24",82.673739636706316,80,null,"2016-12-13",41.030388206814315,7.8]
[null,null,null,null,null,"2015-08-07",45.18363237885805,324,null,"2016-12-15",31.780265356808343,200]
[null,null,null,null,null,"2015-09-15",31.232436337012267,25,null,"2017-01-03",51.827858787554909,7.2]
[null,null,null,null,null,"2015-09-15",39.79320131594627,100.05,null,"2017-01-12",98.622023783768952,14.7]
[null,null,null,null,null,"2015-09-17",32.557938614264465,98,null,"2017-01-12",90.244295980974869,45.9]
[null,null,null,null,null,"2015-10-01",47.900651351057917,200,null,"2017-01-17",39.191137067944162,60]
[null,null,null,null,null,"2015-10-09",77.032121679590645,30,null,"2017-01-31",36.45492387680337,20]
[null,null,null,null,null,"2015-10-16",29.479431939396001,198,null,"2017-03-23",32.883550906071989,17]
[null,null,null,null,null,"2015-10-27",20.587385639628291,149.03,null,"2017-03-31",95.016747732411872,49]
[null,null,null,null,null,"2015-11-09",20.262741022967429,64.8,null,"2017-04-01",52.293536717959299,56]
[null,null,null,null,null,"2015-11-19",42.955799734929244,100.8,null,"2017-05-22",27.106106642536467,100]
[null,null,null,null,null,"2015-11-20",19.008280958597538,199.8,null,"2017-05-25",72.994559706420489,78.400000000000006]
[null,null,null,null,null,"2015-12-04",20.565734715097317,99.1,null,"2017-05-25",67.918921494659983,49.36]
[null,null,null,null,null,"2015-12-16",31.016242644619847,149.5,null,"2017-05-26",37.796058305015308,52.5]
[null,null,null,null,null,"2015-12-18",27.651960601819756,29.9,null,"2017-06-01",28.163132895730779,40]
[null,null,null,null,null,"2015-12-23",18.855004721677105,206.55,null,"2017-06-07",29.778494773970234,50]
[null,null,null,null,null,"2016-01-08",23.794213703337931,200,null,"2017-06-19",28.197735863712953,100]
[null,null,null,null,null,"2016-01-19",18.692494734228834,200,null,"2017-06-20",89.379340720694074,19.59]
[null,null,null,null,null,"2016-02-01",33.934820027723717,75,null,"2017-06-20",82.199530700630405,19.579999999999998]
[null,null,null,null,null,"2016-02-01",35.35420564045279,25,null,"2017-06-20",81.657555772933861,19.579999999999998]
[null,null,null,null,null,"2016-02-02",31.232436337012267,7,null,"2017-06-20",83.372449066471816,19.600000000000001]
[null,null,null,null,null,"2016-03-03",20.933925939985446,99.25,null,"2017-06-26",48.571262294455771,5]
[null,null,null,null,null,"2016-03-04",22.913806500910219,149.72999999999999,null,"2017-07-28",82.810125854171091,8.4]
[null,null,null,null,null,"2016-05-12",43.013883150512996,7.2,null,"2017-07-28",82.179381069773541,8.4]
[null,null,null,null,null,"2016-05-31",37.774469842003612,119.7,null,"2017-08-08",48.292314630589125,252.32]
[null,null,null,null,null,"2016-05-31",19.251316018088946,140,null,"2017-09-23",29.921601342795071,200]
[null,null,null,null,null,"2016-07-18",52.308499166660575,46,null,"2017-09-26",28.853208000148282,62.5]
[null,null,null,null,null,"2016-07-26",25.426754157336561,199.2,null,"2017-09-26",28.330443857538935,50]
[null,null,null,null,null,"2016-08-11",34.770257494726856,75.400000000000006,null,"2017-10-06",27.837441245399287,25]
[null,null,null,null,null,"2016-10-28",17.330024361913683,216.44,null,"2017-10-06",27.837441245399287,25]
[null,null,null,null,null,"2016-10-28",17.059643642990501,199.52,null,"2017-10-30",30.354217944465031,50]
[null,null,null,null,null,"2016-11-01",42.228258824892194,49.5,null,"2017-11-13",26.472002052703704,150]
[null,null,null,null,null,"2016-11-11",44.976367659538923,298.2,null,"2017-11-13",25.195773066395212,200]
[null,null,null,null,null,"2016-12-01",31.878837596582066,79.75,null,"2017-12-08",19.553065269533572,45]
[null,null,null,null,null,"2016-12-05",18.315551091456566,40.590000000000003,null,"2017-12-14",20.186253695552864,150]
[null,null,null,null,null,"2016-12-05",41.075397671155812,43.2,null,"2017-12-15",34.794246771244183,50]
[null,null,null,null,null,"2016-12-06",20.895390312497462,27,null,"2018-01-05",23.890496019348575,50]
[null,null,null,null,null,"2016-12-15",20.078597512989983,200,null,"2018-01-09",27.796971717218621,30]
[null,null,null,null,null,"2017-01-01",40.719111448551018,66,null,"2018-01-29",23.842103648585827,57.5]
[null,null,null,null,null,"2017-01-27",16.198310702149421,100.05,null,"2018-01-29",26.339422380337645,120]
[null,null,null,null,null,"2017-02-09",38.812041049002723,128.69999999999999,null,"2018-02-01",36.788433526466406,10]
[null,null,null,null,null,"2017-02-17",36.407247414574982,200.8,null,"2018-02-21",45.705585928787485,106.688]
[null,null,null,null,null,"2017-03-07",18.389158655220058,231.05,null,"2018-04-16",158.18619819742358,6.3]
[null,null,null,null,null,"2017-03-07",13.849645682600899,216.2,null,"2018-05-07",30.171215499609822,100]
[null,null,null,null,null,"2017-03-13",16.192389038001235,106.7,null,"2018-05-16",29.722613228308674,74.5]
[null,null,null,null,null,"2017-03-14",13.475243284764284,15,null,"2018-05-16",29.722613228308674,74.5]
[null,null,null,null,null,"2017-05-05",13.475243284764284,2.38,null,"2018-05-30",18.93389544428695,300]
[null,null,null,null,null,"2017-05-17",19.356247417730852,100,null,"2018-05-30",21.688107514517633,250]
[null,null,null,null,null,"2017-06-06",14.740350067279406,15.59,null,"2018-05-30",24.329272480262663,50]
[null,null,null,null,null,"2017-06-09",11.398679034885946,160,null,"2018-05-30",21.117349716902513,101]
[null,null,null,null,null,"2017-06-20",23.408916219045636,75,null,"2018-05-30",21.125318528116463,200]
[null,null,null,null,null,"2017-07-07",23.169058036276343,132,null,"2018-05-30",23.874558396920769,100]
[null,null,null,null,null,"2017-07-19",13.691192696379105,16.100000000000001,null,"2018-06-01",59.320469530373586,5.6814814814814811]
[null,null,null,null,null,"2017-07-21",28.263756957512864,100,null,"2018-06-06",24.63753916920032,60]
[null,null,null,null,null,"2017-08-01",22.383773361437257,200,null,"2018-06-08",21.498338798626406,30]
[null,null,null,null,null,"2017-08-11",39.54043051249333,48.8,null,"2018-06-13",19.657140528549462,58]
[null,null,null,null,null,"2017-08-11",34.937907601920976,102.5,null,"2018-06-13",23.230426115312707,122]
[null,null,null,null,null,"2017-09-01",18.111371783912421,242,null,"2018-06-27",40.449710166509554,42]
[null,null,null,null,null,"2017-09-26",23.695375592209835,30,null,"2018-07-10",27.819560277691508,35]
[null,null,null,null,null,"2017-10-01",22.994181562751109,98,null,"2018-08-10",42.869422304828973,40]
[null,null,null,null,null,"2017-10-02",18.781011965773597,29.875,null,"2018-08-22",25.128148653334357,50]
[null,null,null,null,null,"2017-10-12",11.781165389528949,243.8,null,"2018-08-22",25.128148653334357,50]
[null,null,null,null,null,"2017-10-16",22.146231599814218,103.5,null,"2018-08-23",28.234842882276205,86]
[null,null,null,null,null,"2017-11-15",20.028065520645583,211.66,null,"2018-08-31",22.639206198491404,102.5]
[null,null,null,null,null,"2017-11-17",9.5735759509783112,100,null,"2018-09-20",21.553667958426082,100]
[null,null,null,null,null,"2017-11-17",11.797371272751082,83,null,"2018-10-01",42.852437401430905,10.5]
[null,null,null,null,null,"2017-11-17",12.937637641121093,200,null,"2018-10-01",21.502748501784545,20]
[null,null,null,null,null,"2017-12-20",23.541249776859736,166,null,"2018-10-18",30.718212145406518,144]
[null,null,null,null,null,"2017-12-21",23.82229373414533,50,null,"2018-10-18",36.628212164999013,13]
[null,null,null,null,null,"2018-01-10",11.797371272751082,97,null,"2018-11-01",37.52097475180009,70]
[null,null,null,null,null,"2018-01-22",14.451141443388277,226.56,null,"2018-12-11",25.898636445257807,250]
[null,null,null,null,null,"2018-01-22",22.148970683880492,216.6,null,"2019-02-01",43.112426945720763,4.5999999999999996]
[null,null,null,null,null,"2018-03-13",20.677460066440915,79.900000000000006,null,"2019-02-14",25.042088766931741,22]
[null,null,null,null,null,"2018-04-20",11.981416881417509,301.02,null,"2019-03-21",26.984775407987811,160]
[null,null,null,null,null,"2018-07-22",27.218668407507714,45.36,null,"2019-03-22",19.70752477461863,120]
[null,null,null,null,null,"2018-07-22",27.384461480789241,80.64,null,"2019-05-30",19.071621426276664,50]
[null,null,null,null,null,"2018-08-20",16.450207132755494,250.4,null,"2019-06-27",16.290640482574158,50]
[null,null,null,null,null,"2018-08-31",38.511861398298194,97.2,null,"2019-06-27",15.06666150942635,300]
[null,null,null,null,null,"2018-10-05",41.433066410445562,21.6,null,"2019-07-01",15.214713375484605,400]
[null,null,null,null,null,"2018-10-19",13.069103565233743,199.4,null,"2019-07-25",24.156762396383648,17.5]
[null,null,null,null,null,"2018-10-22",8.5969574644281259,299.36,null,"2019-08-08",21.942745109630554,66]
[null,null,null,null,null,"2018-11-19",12.375051178578039,161,null,"2019-08-19",37.39622146341349,100]
[null,null,null,null,null,"2018-11-21",10.018648988555777,250,null,"2019-09-19",38.777295030006421,9.3076923076923066]
[null,null,null,null,null,"2018-12-05",14.651284865999621,171,null,"2019-09-22",32.285061716365227,88]
[null,null,null,null,null,"2018-12-31",38.083522072994207,21.6,null,"2019-09-22",31.610056714493975,90]
[null,null,null,null,null,"2019-01-03",26.871763266064466,398.6,null,"2019-09-22",31.610056714493975,70]
[null,null,null,null,null,"2019-01-08",18.718328977302523,236.5,null,"2019-10-17",12.10987967969443,100]
[null,null,null,null,null,"2019-01-11",41.004945754545908,136.80000000000001,null,"2019-10-17",16.957063007123832,100]
[null,null,null,null,null,"2019-01-22",22.819243308016254,102,null,"2019-11-19",21.502748501784545,25]
[null,null,null,null,null,"2019-02-06",14.924073103524972,134.08000000000001,null,"2019-11-21",22.970381055510039,100]
[null,null,null,null,null,"2019-02-11",27.812287504319212,199.54,null,"2019-11-26",23.636449894044457,44]
[null,null,null,null,null,"2019-03-07",25.379355955711969,144,null,"2019-12-20",42.776392864564386,50]
[null,null,null,null,null,"2019-05-16",12.173188641622515,160,null,"2020-03-25",18.172685515422035,200]
[null,null,null,null,null,"2019-05-21",22.069493686661783,96.7,null,"2020-04-08",18.951401844782342,127.86]
[null,null,null,null,null,"2019-06-05",27.759337531919751,104,null,"2020-06-01",24.24390911915167,150]
[null,null,null,null,null,"2019-07-08",14.475115305883898,200,null,"2020-08-24",42.374031082751635,50]
[null,null,null,null,null,"2019-08-21",35.830983056289881,72.599999999999994,null,"2020-09-23",22.095077334198983,100]
[null,null,null,null,null,"2019-09-22",42.898863585531018,76.8,null,"2020-09-25",21.254898890777891,200]
[null,null,null,null,null,"2019-10-03",35.311874665289601,300,null,"2020-12-30",36.656531584057248,7.5]
[null,null,null,null,null,"2019-10-17",11.399630980771624,90,null,"2021-01-15",47.357817403947593,90]
[null,null,null,null,null,"2019-10-17",14.106200170732937,110.00000000000001,null,"2021-01-15",39.504067517681932,500]
[null,null,null,null,null,"2019-11-25",19.846774239237334,100,null,"2021-02-01",16.301957158396895,190]
[null,null,null,null,null,"2019-12-20",41.30837087802464,14.4,null,"2021-02-04",16.368885781181255,50]
[null,null,null,null,null,"2020-04-15",31.199212336773915,56.2,null,"2021-02-23",20.535411149143354,50]
[null,null,null,null,null,"2020-04-16",39.363194706328031,50.1,null,"2021-03-25",18.816870408402647,130]
[null,null,null,null,null,"2020-05-27",15.202608678622438,172.54842630833929,null,"2021-06-01",18.598115371486017,350]
[null,null,null,null,null,"2020-05-27",12.061949999505819,26.321573691660728,null,"2021-06-01",19.702177660993065,250]
[null,null,null,null,null,"2020-06-04",33.852826142196683,331,null,"2021-06-01",17.37611712619826,90]

{"sheet":"Recent PV PPAs vs. Gas Forecast","index":33,"n_rows":35,"n_cols":32,"rows_kept":35,"cut":false,"hidden":false,"merged":[]}
["PV PPA prices and natural gas fuel cost projections by calendar year over time"]
[]
[]
[]
[]
[]
[]
[]
[]
[]
[]
[]
[]
[]
[]
[]
[]
[]
[]
[]
[]
["Sources: Berkeley Lab, FERC, Energy Information Administration"]
["Note: PPA sample excludes projects located in Hawaii"]
[null,null,2021,{"$f":"C24+1","v":2022},2023,2024,2025,2026,2027,2028,2029,2030,2031,2032,2033,2034,2035,2036,2037,2038,2039,2040,2041,2042,2043,2044,2045,2046,2047,2048,2049,2050]
[null,null,null,2022,null,2024,null,2026,null,2028,null,2030,null,2032,null,2034,null,2036,null,2038,null,2040,null,2042,null,2044,null,2046,null,2048,null,2050]
["Aggregate PV PPA prices among 69 PPAs executed 2018-2021 (2020 $/MWh)"]
[null,"10th Percentile",24.244293214196226,23.583153577830117,20.986829258407834,20.412295637698541,20.064512305678239,19.597918919157117,19.11250239366419,18.62199761714075,18.143851731688432,17.685961735793178,17.253570834764613,16.845053667384935,16.460804871844566,16.043611744465991,15.69733321570698,15.164440911855829,14.852309622015408,14.385351604827783,14.04676941706448,13.663687318920029,13.237462118303483,13.022640515128113,14.428314567088048,14.472081570971321,14.034910780830856,13.723104952018296,12.984006339906065,12.459425669318376,13.906979506847168,17.53482636592021]
[null,"50th Percentile (Median)",33.392803041349055,29.58775644848248,28.877637739463609,28.058839526155722,27.425776712886105,26.787999634655495,26.124493587855333,25.566202826238555,24.909754740521176,24.281116033340368,23.687485118806197,23.126630533065317,22.59909407620955,22.053625684635342,21.652437845312758,21.411396124013912,20.970683094874289,20.546586046342867,20.130121755429879,19.699907222081048,19.240796669718485,18.745043856358535,18.44794744067762,18.029961997079461,17.543638476038563,17.139579138005168,16.507170164396143,16.0635620303674,16.834182038934284,17.53482636592021]
[null,"90th Percentile",48.434160464034058,44.984148985856464,44.381334578969792,44.063240001553311,44.027320422701784,43.864058231062792,43.633824079152973,43.365041508944266,43.097388401137053,42.553908227968016,41.748823230784701,40.760325767215569,39.830550986372323,38.745572176497994,37.909304137673651,37.169143962832898,36.546086207151042,36.288916983117254,35.647370380112484,33.000632298458072,33.679440674462064,32.318823933795578,31.302398401010933,29.321842132408491,28.200122255595488,25.907309106932644,25.812021871643676,26.286124488842177,25.934708693706845,17.53482636592021]
[null,"Diff",{"$f":"C29-C27","v":24.189867249837832},21.400995408026347,23.394505320561958,23.650944363854769,23.962808117023545,24.266139311905675,24.521321685488783,24.743043891803516,24.953536669448621,24.867946492174838,24.495252396020089,23.915272099830634,23.369746114527757,22.701960432032003,22.211970921966671,22.004703050977071,21.693776585135634,21.903565378289471,21.600600963048002,19.336944979538043,20.441978556158581,19.296183418667464,16.874083833922885,14.84976056143717,14.165211474764632,12.184204154914347,12.828015531737611,13.8266988195238,12.027729186859677,0]
["AEO 2021 Gas Price Projection (converted from $/MMBtu to 2020 $/MWh using the heat rates implied by the modeling output)"]
[null,"Min",27.134310356860979,26.515012668032639,23.075582159074155,20.49039765601875,20.091388110087916,19.937087399318742,20.155980269494513,20.390143557741084,21.017508619917166,21.408221865216618,21.593436092298674,21.664835484494862,21.845306919937773,21.76947689168729,21.572192060228694,21.498992791733485,21.285620495229303,21.072807108861323,20.836312256504119,20.687342324257497,20.663579070669957,20.645010750203305,20.500103423890174,20.588372021403519,20.409978804230352,20.263828368869614,20.258479083312242,19.951924950637885,19.644891587414399,19.726100432600081]
[null,"Reference Case",27.134310356860979,27.82874155818325,25.844578595405931,24.048824184208051,24.487188790712739,24.869221151093409,25.016243979225987,25.731552800502918,26.436621168810191,26.604822023414506,26.521566964140607,26.830428372002213,27.258081914430875,27.448241178216172,27.389605846644532,27.361111865217552,27.167534190447395,27.327541256002089,27.287903045014822,27.234865101594668,27.124921114694832,26.998838913128413,26.832509727363643,26.79047838445112,26.825145473231213,26.84065301036274,26.961759818542799,27.288071838299352,27.582424492170674,27.84291385324795]
[null,"Max",28.077597117382897,31.258152469876471,30.977735743013522,30.507664823668733,32.740076628761649,34.754305791953612,36.218076048527358,37.125000192395618,38.054748009224696,39.079573536101343,40.031521238382126,41.081335801236285,42.342528962685272,43.171422617414521,43.576419301943758,44.128663657163628,44.438911498606181,44.931621878916893,45.658185636728184,46.170980118191515,46.420129475324565,47.145993080326527,47.374054646356264,48.379685238908834,48.826102029376315,49.484362556740258,50.06320854448748,50.787153174797311,51.050943673544431,52.042425806413888]
[null,"Diff",{"$f":"C34-C32","v":0.94328676052191796},4.7431398018438315,7.9021535839393664,10.017267167649983,12.648688518673733,14.817218392634871,16.062095779032845,16.734856634654534,17.03723938930753,17.671351670884725,18.438085146083452,19.416500316741423,20.497222042747499,21.401945725727231,22.004227241715064,22.629670865430143,23.153291003376879,23.85881477005557,24.821873380224066,25.483637793934019,25.756550404654607,26.500982330123222,26.87395122246609,27.791313217505316,28.416123225145963,29.220534187870644,29.804729461175238,30.835228224159426,31.406052086130032,32.316325373813811]

{"sheet":"PV Curtailment","index":34,"n_rows":104,"n_cols":12,"rows_kept":104,"cut":false,"hidden":false,"merged":[]}
["PV curtailment by quarter or month and region"]
["Note: The curtailment percentage rate depicts reported utility-scale solar curtailment relative to the combined sum of utility-scale and distributed solar generation (on a pre-curtailment basis)."]
[]
[]
[]
[]
[]
[]
[]
[]
[]
[]
[]
[]
[]
[]
[]
[]
[]
[]
[]
[]
[]
["Sources: Berkeley Lab, CAISO, ERCOT",null,null,null,null,null,null,null,null,null,"Sources: Berkeley Lab, CAISO, ERCOT"]
[]
[null,null,"CAISO","ERCOT",null,null,null,"Q1","Q2","Q3","Q4","Total"]
["Jan-Dec\n2015"," ",5.1857817890660803E-3,2.17757520893537E-4,null,"CAISO",2015,1.4904534885924201E-3,2.7635072693458101E-3,6.0240237458627198E-4,8.8915218395238798E-4,{"$f":"SUM(H27:K27)","v":5.7455153164768904E-3}]
[null,null,6.7572449685750803E-3,7.66902565583593E-5,null,null,{"$f":"G27+1","v":2016},2.18450612856567E-3,2.4258289928724502E-3,9.7230027942721601E-4,2.2276403857294999E-3,{"$f":"SUM(H28:K28)","v":7.8102757865948363E-3}]
[null,null,9.5634530090942804E-3,5.1578015196772201E-4,null,null,{"$f":"G28+1","v":2017},3.9212330368720598E-3,3.6151804376959701E-3,7.8257346593964305E-4,1.00993209164056E-3,9.3289190321482317E-3]
[null,null,9.0937035522548303E-3,8.2827172325835002E-4,null,null,2018,3.2851637208322401E-3,3.23566127280051E-3,8.6320006313032297E-4,2.6753328868566002E-3,1.0059357943619673E-2]
[null,null,1.5138565361052301E-2,1.57967383726085E-3,null,null,2019,5.74429185769089E-3,1.02368790347254E-2,2.1955909521330702E-3,5.4464637514021899E-3,2.362322559595155E-2]
[null,null,3.9095731364427204E-3,2.9836248224633698E-3,null,null,2020,9.7659987656804701E-3,1.66594841693938E-2,2.2792859165043501E-3,4.1673589708477602E-3,3.2872127822426378E-2]
[null,null,2.18591070847916E-3,5.4780043372590196E-4]
[null,null,2.5032210485746499E-3,5.3876871275294198E-5,null,"ERCOT",2015,5.0944257944856201E-5,4.6977560451728499E-4,3.2993361255049202E-4,9.4221141640791304E-5,9.4487461665342456E-4]
[null,null,1.3287604917717299E-3,2.4387811580936498E-3,null,null,{"$f":"G34+1","v":2016},2.40223775400139E-4,3.0936173982466E-4,2.9466019986165899E-4,8.9164564434762402E-4,1.7358913594340821E-3]
[null,null,2.05603281738487E-3,4.3312481924137901E-4,null,null,2017,8.7666960394520001E-4,9.7402016871282193E-3,2.6172609729425201E-3,2.14640097822204E-3,1.5380533242237978E-2]
[null,null,5.4476478056129903E-3,1.7482385271916099E-4,null,null,2018,4.4850469895307702E-3,3.21545649504947E-2,1.8877629223591201E-2,1.18603090736555E-2,6.7377550237272169E-2]
[null," ",5.3863792108916897E-3,5.6118209952390097E-4,null,null,2019,2.1154281987833E-2,1.5209890736071E-2,4.3039043943053799E-3,8.8912609896095104E-3,{"$f":"SUM(H38:K38)","v":4.9559338107818887E-2}]
[null,null,null,null,null,null,2020,7.3657021906414002E-3,1.39308056278415E-2,8.7300809468203403E-3,3.3128477967525598E-2,{"$f":"SUM(H39:K39)","v":6.3155066732828835E-2}]
["Jan-Dec\n2016"," ",5.1867664793925896E-3,1.53249390149699E-4]
[null,null,8.0692778323703702E-3,2.1753416230115099E-3]
[null,null,1.9019377566299699E-2,9.2705845225430304E-4]
[null,null,1.23708842479173E-2,1.7129230559285199E-3]
[null,null,8.6321677132511002E-3,1.5011309050979699E-3]
[null,null,4.9490531611619502E-3,7.1569427484634903E-4]
[null,null,1.2413287954883201E-3,1.3030388993985501E-3]
[null,null,1.8005051077145801E-3,2.54918765445873E-4]
[null,null,6.5722698215803597E-3,1.3865953070735201E-3]
[null,null,9.1514651962453005E-3,4.00516904446435E-3]
[null,null,1.0965702831476401E-2,3.4879589072367499E-3]
[null," ",1.1252313681873899E-2,2.61760692512302E-3]
[" "]
["Jan-Dec\n2017"," ",1.28620277982813E-2,4.0821037075888496E-3]
[null,null,2.7597137750791E-2,2.3201622283238799E-3]
[null,null,2.38406503761153E-2,9.8589619010641897E-3]
[null,null,2.43995328806943E-2,3.5370806725881901E-2]
[null,null,7.5085283818949597E-3,4.6515723931279798E-2]
[null,null,5.1551227213967304E-3,1.98609238594313E-2]
[null,null,1.66701163944488E-3,1.05968484825542E-2]
[null,null,1.29720305066927E-3,8.8384594620325701E-3]
[null,null,5.0818939155761796E-3,5.3848762475808597E-3]
[null,null,4.7031888785579396E-3,8.1988542228242194E-3]
[null,null,5.3743756788236499E-3,1.12462185077711E-2]
[null," ",4.3494517904370802E-3,5.6583111755407296E-3]
[" "]
["Jan-Dec\n2018"," ",5.7451651228322296E-3,1.15213805401866E-2]
[null,null,1.2295759237630001E-2,1.0839713267418101E-2]
[null,null,2.84364396945865E-2,4.1801382193277697E-2]
[null,null,1.47857875677642E-2,0.115125424466464]
[null,null,1.34240788292391E-2,0.142863223852185]
[null,null,3.70465981982426E-3,7.27465871229412E-2]
[null,null,1.77937621365492E-3,4.5014137950683299E-2]
[null,null,3.2754302997725199E-3,7.6269435494168897E-2]
[null,null,3.59449820098864E-3,6.0343320722381501E-2]
[null,null,2.3781874162601201E-2,4.9446987001277601E-2]
[null,null,8.8274949055047094E-3,6.7453431211745601E-2]
[null," ",3.77621001785087E-3,5.9875989735666699E-2]
[" "]
["Jan-Dec\n2019"," ",8.06804258289354E-3,8.7728769472561002E-2]
[null,null,4.1758624304221101E-2,0.120646495549284]
[null,null,3.7938479719030402E-2,0.119544759929961]
[null,null,4.6523318988566001E-2,6.02619256155029E-2]
[null,null,5.0210564620528399E-2,6.8097470664260695E-2]
[null,null,8.1755964824910092E-3,3.0042378449675299E-2]
[null,null,3.9477144776942901E-3,9.1736601220011402E-3]
[null,null,2.90931435416652E-3,1.5709575598515501E-3]
[null,null,1.50399944166245E-2,3.6341854519098701E-2]
[null,null,1.48868022078346E-2,8.8166775063166294E-2]
[null,null,3.3767686399145701E-2,2.2268243792703101E-2]
[null,null,4.60812765349458E-2,5.3441943587431298E-3]
[]
["Jan-Dec\n2020"," ",5.3296178327384501E-2,4.3911660652165202E-2]
[null,null,4.5666226368602E-2,5.8034097126734699E-2]
[null,null,5.1257040578761001E-2,5.2891533449158902E-2]
[null,null,7.6224919503825705E-2,8.3258394448089093E-2]
[null,null,4.9657825082281198E-2,5.5125449429741E-2]
[null,null,4.0198889429770499E-2,3.1508348853889798E-2]
[null,null,5.5587567732707597E-3,1.32468383176287E-2]
[null,null,4.8549379082540797E-3,3.3207265797191E-2]
[null,null,1.3768671684465701E-2,3.4539218523576699E-2]
[null,null,2.4634720205891698E-2,0.126647664049129]
[null,null,1.83175316914626E-2,0.13297003788258799]
[null," ",1.9509266277161801E-2,9.9202829488981306E-2]
[" "]

{"sheet":"Energy and Capacity Value","index":35,"n_rows":198,"n_cols":33,"rows_kept":198,"cut":false,"hidden":false,"merged":[]}
["Solar's energy and capacity value by region and year"]
[]
[]
[]
[]
[]
[]
[]
[]
[]
[]
[]
[]
[]
[]
[]
[]
[]
["Sources: Berkeley Lab, ABB, ISOs"]
["Notes: Solar Value describes generation-weighted value of distributed and utility-scale solar generation. For more details on methodology see Berkeley Lab publication \"Mills et al, 2021, Solar-to-Grid\" https://emp.lbl.gov/renewable-grid-insights"]
[]
[]
[]
[]
["ISOs Only",null,null,null,null,null,null,null,null,null,null,"Non-ISO BAs Only",null,null,null,null,null,null,null,null,null,null,"ISOs and non-ISO BAs Combined"]
[null,null,"Solar","Solar","Solar","Combined","Combined",null,null,null,null,null,null,"Solar","Solar","Solar","Combined","Combined",null,null,null,null,null,null,"Solar","Solar","Solar","Combined","Combined"]
[null,null,"Energy","Capacity","Combined","Value","Value",null,null,null,null,null,null,"Energy","Capacity","Combined","Value","Value",null,null,null,null,null,null,"Energy","Capacity","Combined","Value","Value"]
[null,null,"Value","Value","Value","10th %","90th %","Subtract","Add","Year",null,null,null,"Value","Value","Value","10th %","90th %","Subtract","Add","Year",null,null,null,"Value","Value","Value","10th %","90th %","Subtract","Add","Year"]
["CAISO"," ",38.453740640266233,18.347765243792381,56.801505884058614,51.443265261916039,69.776332615608624,5.3582406221425742,12.97482673155001,2012,null,"AZPS"," ",20.700041258468548,17.918982387984272,38.619023646452831,36.678741160786828,40.656473048538309,1.9402824856660033,2.0374494020854783,2012,null,"CAISO"," ",38.453740640266233,18.347765243792381,56.801505884058614,51.443265261916039,69.776332615608624,5.3582406221425742,12.97482673155001,2012]
[null," ",44.465704799315745,17.985142844583791,62.450847643899536,58.131064995264495,72.137378465514104,4.3197826486350408,9.6865308216145678,2013,null,null," ",37.649112529989125,13.388168972433078,51.037281502422189,44.615383184432737,53.88141333749892,6.4218983179894522,2.8441318350767304,2013,null,null," ",44.465704799315745,17.985142844583791,62.450847643899536,58.131064995264495,72.137378465514104,4.3197826486350408,9.6865308216145678,2013]
[null," ",44.795619495015792,18.303693387894047,63.099312882909842,60.459710401166362,80.123902364475754,2.6396024817434807,17.024589481565911,2014,null,null," ",37.622932970899988,8.4030321278591327,46.025965098759123,43.136639273405294,49.550594378129517,2.8893258253538292,3.5246292793703944,2014,null,null," ",44.795619495015792,18.303693387894047,63.099312882909842,60.459710401166362,80.123902364475754,2.6396024817434807,17.024589481565911,2014]
[null," ",28.287568464694957,12.433451418565024,40.721019883259984,38.547756434353339,55.455110242414428,2.1732634489066456,14.734090359154443,2015,null,null," ",25.670040439695104,9.1821815732161944,34.852222012911298,32.435411666156305,40.028254480569323,2.4168103467549926,5.1760324676580254,2015,null,null," ",28.287568464694957,12.433451418565024,40.721019883259984,38.547756434353339,55.455110242414428,2.1732634489066456,14.734090359154443,2015]
[null," ",24.673946201421703,9.7269418500372318,34.400888051458935,32.598469554880026,42.734337321205118,1.802418496578909,8.3334492697461826,2016,null,null," ",20.318374009775262,2.4581984393138669,22.776572449089134,21.987951208491967,23.45362046770666,0.78862124059716621,0.67704801861752628,2016,null,null," ",24.673946201421703,9.7269418500372318,34.400888051458935,32.598469554880026,42.734337321205118,1.802418496578909,8.3334492697461826,2016]
[null," ",25.549772818617669,9.5414238027251699,35.091196621342831,33.362215725319516,42.945961406249026,1.7289808960233159,7.8547647849061946,2017,null,null," ",20.28096937706135,2.4750491477966579,22.756018524858003,20.662511488501245,26.899179520511574,2.0935070363567583,4.1431609956535702,2017,null,null," ",25.549772818617669,9.5414238027251699,35.091196621342831,33.362215725319516,42.945961406249026,1.7289808960233159,7.8547647849061946,2017]
[null," ",26.306399059712124,5.3628262955066921,31.669225355218813,28.424759587657981,40.639279596306899,3.2444657675608326,8.9700542410880857,2018,null,null," ",26.531973936974868,3.6308481374069563,30.162822074381815,27.99383187906853,31.662314649848042,2.1689901953132846,1.4994925754662276,2018,null,null," ",26.306399059712124,5.3628262955066921,31.669225355218813,28.424759587657981,40.639279596306899,3.2444657675608326,8.9700542410880857,2018]
[null," ",23.806532713142683,6.5695156217589759,30.376048334901665,26.518277470911315,38.467398474710848,3.8577708639903499,8.0913501398091832,2019,null,null," ",22.418790351044013,6.3284845682355435,28.747274919279551,26.201073189260548,32.002642427484879,2.5462017300190034,3.2553675082053282,2019,null,null," ",23.806532713142683,6.5695156217589759,30.376048334901665,26.518277470911315,38.467398474710848,3.8577708639903499,8.0913501398091832,2019]
[null," ",20.921325793679991,3.9756318443030203,24.896957637983007,22.420399257470589,32.136842657907415,2.4765583805124187,7.239885019924408,2020,null,null," ",19.895601177595651,9.7813232146722147,29.676924392267868,26.233483194984807,33.096033609421305,3.443441197283061,3.4191092171534372,2020,null,null," ",20.921325793679991,3.9756318443030203,24.896957637983007,22.420399257470589,32.136842657907415,2.4765583805124187,7.239885019924408,2020,"CAISO"]
[" ",null,null,null,null,null,null,null,null,null,null," ",null,null,null,null,null,null,null,null,null,null," ",null,null,null,null,null,null,null,null,null," "]
["ISO-NE"," ",48.765073228800269,4.6951666954707489,53.460239924271008,50.139134622140517,55.045306927472112,3.3211053021304906,1.5850670032011038,2012,null,"PNM"," ",20.967924707293111,23.362210620818985,44.330135328112107,38.640927550529035,45.974297318641931,5.6892077775830714,1.6441619905298239,2012,null,"AZPS"," ",20.700041258468548,17.918982387984272,38.619023646452831,36.678741160786828,40.656473048538309,1.9402824856660033,2.0374494020854783,2012]
[null," ",66.422438416069099,4.0852219310394959,70.507660347108597,62.791491369769417,97.66377597581986,7.7161689773391799,27.156115628711262,2013,null,null," ",42.48643371216351,18.298266920884167,60.784700633047684,55.195802018793657,63.268561146195381,5.5888986142540276,2.4838605131476967,2013,null,null," ",37.649112529989125,13.388168972433078,51.037281502422189,44.615383184432737,53.88141333749892,6.4218983179894522,2.8441318350767304,2013]
[null," ",65.697379965086938,4.4130512985625279,70.110431263649474,61.820534157563863,75.08332378062893,8.2898971060856113,4.9728925169794564,2014,null,null," ",46.399971046775022,10.304115378638807,56.704086425413827,51.364128499604675,61.388195705364154,5.3399579258091521,4.6841092799503272,2014,null,null," ",37.622932970899988,8.4030321278591327,46.025965098759123,43.136639273405294,49.550594378129517,2.8893258253538292,3.5246292793703944,2014]
[null," ",45.011762005820486,4.4554412375027423,49.467203243323233,45.194994115326715,51.837643472042494,4.2722091279965184,2.3704402287192607,2015,null,null," ",27.03545911350847,13.151559469511074,40.187018583019544,34.434742855811379,43.75999296857681,5.7522757272081648,3.5729743855572664,2015,null,null," ",25.670040439695104,9.1821815732161944,34.852222012911298,32.435411666156305,40.028254480569323,2.4168103467549926,5.1760324676580254,2015]
[null," ",33.622982656379683,5.8585683977146541,39.481551054094325,35.176583177666778,40.661020504208231,4.304967876427547,1.1794694501139062,2016,null,null," ",23.571614288808721,3.4446207853590995,27.016235074167824,25.035091985429371,27.663867042958895,1.9811430887384525,0.64763196879107099,2016,null,null," ",20.318374009775262,2.4581984393138669,22.776572449089134,21.987951208491967,23.45362046770666,0.78862124059716621,0.67704801861752628,2016]
[null," ",34.5699619157893,9.9823205908704704,44.552282506659772,38.727191718847337,48.530809594231208,5.8250907878124352,3.978527087571436,2017,null,null," ",20.42521483532003,3.5381796606170086,23.963394495937042,22.320829785674302,24.593223569142637,1.6425647102627394,0.62982907320559534,2017,null,null," ",20.28096937706135,2.4750491477966579,22.756018524858003,20.662511488501245,26.899179520511574,2.0935070363567583,4.1431609956535702,2017]
[null," ",42.605402362010153,15.105698603126836,57.711100965136993,49.070294157224573,62.765183921999885,8.6408068079124192,5.0540829568628922,2018,null,null," ",28.234127061439732,5.572772628697086,33.806899690136817,30.342841585083402,36.575917705392605,3.4640581050534145,2.7690180152557886,2018,null,null," ",26.531973936974868,3.6308481374069563,30.162822074381815,27.99383187906853,31.662314649848042,2.1689901953132846,1.4994925754662276,2018]
[null," ",28.447499520941182,12.124561423553725,40.572060944494901,37.269859788285729,44.335478276014129,3.302201156209172,3.7634173315192285,2019,null,null," ",26.635087810998591,10.320480825333565,36.955568636332153,31.728484720063218,38.616850861134417,5.2270839162689349,1.6612822248022638,2019,null,null," ",22.418790351044013,6.3284845682355435,28.747274919279551,26.201073189260548,32.002642427484879,2.5462017300190034,3.2553675082053282,2019]
[null," ",21.452558547161352,7.9081984926853766,29.360757039846728,28.251963867112938,30.292747487896783,1.1087931727337903,0.93199044805005471,2020,null,null," ",22.868699314512028,17.183111703809271,40.051811018321303,36.280480053918119,42.75863509677248,3.7713309644031838,2.7068240784511772,2020,null,null," ",19.895601177595651,9.7813232146722147,29.676924392267868,26.233483194984807,33.096033609421305,3.443441197283061,3.4191092171534372,2020,"AZPS"]
[" ",null,null,null,null,null,null,null,null,null,null," ",null,null,null,null,null,null,null,null,null,null," ",null,null,null,null,null,null,null,null,null," "]
["ERCOT"," ",38.037769043394086,0,38.037769043394086,35.360633667589333,43.263048411385576,2.6771353758047525,5.2252793679914902,2012,null,"NEVP"," ",23.163070918543649,16.154322916047388,39.31739383459103,36.130328499258084,40.89556767016709,3.1870653353329459,1.5781738355760595,2012,null,"PNM"," ",20.967924707293111,23.362210620818985,44.330135328112107,38.640927550529035,45.974297318641931,5.6892077775830714,1.6441619905298239,2012]
[null," ",43.811546715854739,0,43.811546715854739,38.644041238443634,50.145869735164013,5.1675054774111047,6.3343230193092737,2013,null,null," ",40.203050389949404,13.641721441700094,53.844771831649489,52.762876546083838,57.565598539251198,1.0818952855656505,3.7208267076017094,2013,null,null," ",42.48643371216351,18.298266920884167,60.784700633047684,55.195802018793657,63.268561146195381,5.5888986142540276,2.4838605131476967,2013]
[null," ",44.570605310096795,0,44.570605310096795,42.763437577615861,47.765843866114238,1.8071677324809343,3.1952385560174434,2014,null,null," ",41.892827357674015,9.7935601836966288,51.686387541370642,49.042513679123822,55.319739393675235,2.6438738622468207,3.6333518523045925,2014,null,null," ",46.399971046775022,10.304115378638807,56.704086425413827,51.364128499604675,61.388195705364154,5.3399579258091521,4.6841092799503272,2014]
[null," ",33.598725766494105,0,33.598725766494105,28.311831158904869,36.132690734996316,5.286894607589236,2.533964968502211,2015,null,null," ",27.882449471562342,9.7026343854235098,37.585083856985847,31.597907333900181,42.041367475027137,5.9871765230856653,4.4562836180412901,2015,null,null," ",27.03545911350847,13.151559469511074,40.187018583019544,34.434742855811379,43.75999296857681,5.7522757272081648,3.5729743855572664,2015]
[null," ",31.777184381674239,0,31.777184381674239,28.330504360977265,35.446741235400808,3.4466800206969737,3.6695568537265686,2016,null,null," ",23.421227873845073,2.7979020162484689,26.219129890093544,24.229839447531386,30.078765730740656,1.989290442562158,3.8596358406471118,2016,null,null," ",23.571614288808721,3.4446207853590995,27.016235074167824,25.035091985429371,27.663867042958895,1.9811430887384525,0.64763196879107099,2016]
[null," ",27.32214187485107,0,27.32214187485107,22.296976810366356,35.008869535168465,5.0251650644847139,7.6867276603173949,2017,null,null," ",30.515913240463643,2.1478079291409147,32.663721169604557,30.993050350721578,36.698849534693963,1.6706708188829786,4.0351283650894061,2017,null,null," ",20.42521483532003,3.5381796606170086,23.963394495937042,22.320829785674302,24.593223569142637,1.6425647102627394,0.62982907320559534,2017]
[null," ",41.160572236494936,0,41.160572236494936,24.431438806148197,45.968433492159662,16.729133430346739,4.8078612556647258,2018,null,null," ",27.881343339901957,2.8667051273626392,30.748048467264603,28.601030013697073,34.064513604553468,2.1470184535675294,3.3164651372888656,2018,null,null," ",28.234127061439732,5.572772628697086,33.806899690136817,30.342841585083402,36.575917705392605,3.4640581050534145,2.7690180152557886,2018]
[null," ",61.01321120589904,0,61.01321120589904,30.104672520602769,74.885119425267845,30.908538685296271,13.871908219368805,2019,null,null," ",26.180380407469201,4.5736102417769526,30.753990649246155,28.52489125675265,35.074904537297861,2.2290993924935059,4.320913888051706,2019,null,null," ",26.635087810998591,10.320480825333565,36.955568636332153,31.728484720063218,38.616850861134417,5.2270839162689349,1.6612822248022638,2019]
[null," ",23.646191542358945,0,23.646191542358945,18.498012806473604,29.2781538677661,5.1481787358853417,5.6319623254071551,2020,null,null," ",26.584597576963699,8.026844989892691,34.611442566856397,29.117037476803944,38.27544488690765,5.494405090052453,3.664002320051253,2020,null,null," ",22.868699314512028,17.183111703809271,40.051811018321303,36.280480053918119,42.75863509677248,3.7713309644031838,2.7068240784511772,2020,"PNM"]
[" ",null,null,null,null,null,null,null,null,null,null," ",null,null,null,null,null,null,null,null,null,null," ",null,null,null,null,null,null,null,null,null," "]
["NYISO"," ",57.61181557231918,4.8260041677467846,62.437819740065983,52.177173298649492,86.424519820440281,10.26064644141649,23.986700080374298,2012,null,"PACE"," ",10.150235041728182,25.257396410829884,35.407631452558071,28.787500795353427,40.388406584185063,6.6201306572046441,4.9807751316269915,2012,null,"NEVP"," ",23.163070918543649,16.154322916047388,39.31739383459103,36.130328499258084,40.89556767016709,3.1870653353329459,1.5781738355760595,2012]
[null," ",71.189725248213009,14.281287392387199,85.471012640600193,59.772577971782489,99.322482170866394,25.698434668817704,13.851469530266201,2013,null,null," ",35.541369922447338,20.098322796852173,55.639692719299518,50.023819446797745,60.600602877934449,5.6158732725017728,4.9609101586349311,2013,null,null," ",40.203050389949404,13.641721441700094,53.844771831649489,52.762876546083838,57.565598539251198,1.0818952855656505,3.7208267076017094,2013]
[null," ",65.72544461057268,15.852902202847561,81.578346813420239,57.946609379685249,86.466445203063572,23.63173743373499,4.8880983896433321,2014,null,null," ",38.759346676202412,14.902550320566593,53.661896996769016,49.017403599311287,57.496929742985316,4.6444933974577296,3.8350327462162994,2014,null,null," ",41.892827357674015,9.7935601836966288,51.686387541370642,49.042513679123822,55.319739393675235,2.6438738622468207,3.6333518523045925,2014]
[null," ",46.079869566825508,13.555132152090954,59.635001718916492,35.966765825931262,63.854468150066467,23.66823589298523,4.219466431149975,2015,null,null," ",24.195972557728556,15.83619641301223,40.03216897074077,34.597476939710063,43.166951646378926,5.434692031030707,3.1347826756381565,2015,null,null," ",27.882449471562342,9.7026343854235098,37.585083856985847,31.597907333900181,42.041367475027137,5.9871765230856653,4.4562836180412901,2015]
[null," ",36.976018086242433,11.347597332887641,48.323615419130078,29.869583159030864,55.060673575663799,18.454032260099215,6.7370581565337204,2016,null,null," ",23.544918426432559,4.1519215758168686,27.696840002249431,25.209784213429078,30.545615143631473,2.4870557888203528,2.8487751413820419,2016,null,null," ",23.421227873845073,2.7979020162484689,26.219129890093544,24.229839447531386,30.078765730740656,1.989290442562158,3.8596358406471118,2016]
[null," ",35.087356571211821,13.685415655637437,48.77277222684927,30.779396204322556,55.244952424842566,17.993376022526714,6.4721801979932962,2017,null,null," ",21.90307308604164,3.0328724422052171,24.935945528246862,23.700219680188464,26.278425827629285,1.2357258480583972,1.342480299382423,2017,null,null," ",30.515913240463643,2.1478079291409147,32.663721169604557,30.993050350721578,36.698849534693963,1.6706708188829786,4.0351283650894061,2017]
[null," ",42.513552137021115,12.238369052081223,54.751921189102347,33.087657847476301,61.874587197652488,21.664263341626047,7.1226660085501408,2018,null,null," ",26.661568732862786,4.449029317901946,31.110598050764739,28.994213390770792,32.654879485243399,2.1163846599939475,1.5442814344786591,2018,null,null," ",27.881343339901957,2.8667051273626392,30.748048467264603,28.601030013697073,34.064513604553468,2.1470184535675294,3.3164651372888656,2018]
[null," ",29.513778862874979,8.5020951929420612,38.015874055817044,22.68865000331694,45.671244792611958,15.327224052500103,7.6553707367949144,2019,null,null," ",24.82796293757637,8.8612879488169085,33.689250886393275,31.228284754699818,35.748059715379142,2.460966131693457,2.0588088289858675,2019,null,null," ",26.180380407469201,4.5736102417769526,30.753990649246155,28.52489125675265,35.074904537297861,2.2290993924935059,4.320913888051706,2019]
[null," ",22.607800121057419,9.5839229984716887,32.191723119529101,21.013399071910488,37.117745392914152,11.178324047618613,4.9260222733850512,2020,null,null," ",21.678752199364336,14.753902391490032,36.432654590854369,31.670168742068331,39.271096988664695,4.7624858487860386,2.8384423978103257,2020,null,null," ",26.584597576963699,8.026844989892691,34.611442566856397,29.117037476803944,38.27544488690765,5.494405090052453,3.664002320051253,2020,"NEVP"]
[" ",null,null,null,null,null,null,null,null,null,null," ",null,null,null,null,null,null,null,null,null,null," ",null,null,null,null,null,null,null,null,null," "]
["PJM"," ",45.632018020726321,15.841503596820134,61.47352161754646,50.300688668361857,64.949202273580909,11.172832949184603,3.4756806560344486,2012,null,"CPLE"," ",40.733661629080601,26.505642582492001,67.239304211572602,60.860656568130864,68.876771677661168,6.3786476434417381,1.637467466088566,2012,null,"ISO-NE"," ",48.765073228800269,4.6951666954707489,53.460239924271008,50.139134622140517,55.045306927472112,3.3211053021304906,1.5850670032011038,2012]
[null," ",50.054242846228256,21.767450420655329,71.821693266883585,51.391423231257235,78.523589443901542,20.43027003562635,6.7018961770179573,2013,null,null," ",42.294932717706303,13.98088261807264,56.275815335778944,50.747232227452272,58.383214838606492,5.5285831083266714,2.1073995028275476,2013,null,null," ",66.422438416069099,4.0852219310394959,70.507660347108597,62.791491369769417,97.66377597581986,7.7161689773391799,27.156115628711262,2013]
[null," ",60.293371697771342,20.956976290433271,81.250347988204609,64.25395527944751,85.640869413449892,16.996392708757099,4.3905214252452822,2014,null,null," ",51.0552591847065,9.1041115236171581,60.159370708323657,56.739763703802033,65.324893788582955,3.4196070045216231,5.1655230802592982,2014,null,null," ",65.697379965086938,4.4130512985625279,70.110431263649474,61.820534157563863,75.08332378062893,8.2898971060856113,4.9728925169794564,2014]
[null," ",39.867679703101295,18.678161204039718,58.545840907141006,53.029612691766644,67.355807483627459,5.5162282153743618,8.8099665764864525,2015,null,null," ",36.043916510544193,8.4954774662242336,44.53939397676843,35.718616898187719,51.767783297404115,8.8207770785807114,7.2283893206356851,2015,null,null," ",45.011762005820486,4.4554412375027423,49.467203243323233,45.194994115326715,51.837643472042494,4.2722091279965184,2.3704402287192607,2015]
[null," ",32.447964254537744,16.872603477360236,49.320567731897981,44.368390553747659,57.644466580839939,4.9521771781503219,8.3238988489419583,2016,null,null," ",34.224149655526887,9.9082096832351905,44.132359338762072,38.917586583405452,47.651809103704856,5.2147727553566199,3.5194497649427845,2016,null,null," ",33.622982656379683,5.8585683977146541,39.481551054094325,35.176583177666778,40.661020504208231,4.304967876427547,1.1794694501139062,2016]
[null," ",34.179315804346139,16.5556539983227,50.734969802668836,45.927897430805068,56.448444123218742,4.807072371863768,5.7134743205499063,2017,null,null," ",33.50733056438564,11.266136754620577,44.773467319006215,41.550865234712333,48.726949233962621,3.2226020842938823,3.9534819149564058,2017,null,null," ",34.5699619157893,9.9823205908704704,44.552282506659772,38.727191718847337,48.530809594231208,5.8250907878124352,3.978527087571436,2017]
[null," ",39.794534291076104,21.86957287800902,61.664107169085128,57.326094905620259,67.85109974823699,4.3380122634648686,6.1869925791518625,2018,null,null," ",37.722533114491426,5.1498687066797029,42.872401821171117,38.725512502052297,44.875237700370072,4.1468893191188201,2.0028358791989547,2018,null,null," ",42.605402362010153,15.105698603126836,57.711100965136993,49.070294157224573,62.765183921999885,8.6408068079124192,5.0540829568628922,2018]
[null," ",27.983338651412044,16.674370820300705,44.657709471712742,41.770444879426513,50.04284635933324,2.887264592286229,5.3851368876204972,2019,null,null," ",30.280691852327248,4.8801403587068455,35.160832211034091,31.604531287792891,38.025763034121191,3.5563009232411993,2.8649308230871,2019,null,null," ",28.447499520941182,12.124561423553725,40.572060944494901,37.269859788285729,44.335478276014129,3.302201156209172,3.7634173315192285,2019]
[null," ",21.731240338782566,14.44660582532042,36.177846164102988,32.257917023087508,41.740298729837903,3.91992914101548,5.5624525657349153,2020,null,null," ",23.179853891050996,1.9707860576282266,25.15063994867922,24.751420341320049,26.084448898091452,0.39921960735917139,0.93380894941223147,2020,null,null," ",21.452558547161352,7.9081984926853766,29.360757039846728,28.251963867112938,30.292747487896783,1.1087931727337903,0.93199044805005471,2020,"ISO-NE"]
[" ",null,null,null,null,null,null,null,null,null,null," ",null,null,null,null,null,null,null,null,null,null," ",null,null,null,null,null,null,null,null,null," "]
["MISO"," ",36.111357165887803,2.4405094498856264E-2,36.135762260386663,31.337435735693997,42.288979627827175,4.7983265246926656,6.1532173674405115,2012,null,"DUK"," ",40.659541447987451,29.696440009288541,70.355981457275988,66.578726757802428,71.149877662582796,3.7772546994735592,0.79389620530680816,2012,null,"PACE"," ",10.150235041728182,25.257396410829884,35.407631452558071,28.787500795353427,40.388406584185063,6.6201306572046441,4.9807751316269915,2012]
[null," ",39.079338614319127,0.12457273253687938,39.20391134685601,34.264668149673298,43.98820922730556,4.9392431971827122,4.7842978804495502,2013,null,null," ",42.443391436123648,18.062806220973918,60.506197657097573,53.743806703732453,62.532629021997508,6.7623909533651201,2.0264313648999348,2013,null,null," ",35.541369922447338,20.098322796852173,55.639692719299518,50.023819446797745,60.600602877934449,5.6158732725017728,4.9609101586349311,2013]
[null," ",46.388035615092086,1.2944313646124237,47.682466979704508,36.860668905303562,51.004834080384214,10.821798074400945,3.3223671006797062,2014,null,null," ",49.722989683082048,15.391542509098763,65.114532192180818,46.739500144244531,69.314763586047292,18.375032047936287,4.2002313938664741,2014,null,null," ",38.759346676202412,14.902550320566593,53.661896996769016,49.017403599311287,57.496929742985316,4.6444933974577296,3.8350327462162994,2014]
[null," ",35.127035887195738,1.2711633630491397,36.398199250244872,27.435965694942439,40.74433447635608,8.9622335553024328,4.3461352261112083,2015,null,null," ",35.820244209353007,20.820101923876855,56.640346133229862,45.440257287712349,59.301904308379321,11.200088845517513,2.6615581751494588,2015,null,null," ",24.195972557728556,15.83619641301223,40.03216897074077,34.597476939710063,43.166951646378926,5.434692031030707,3.1347826756381565,2015]
[null," ",34.659374260701235,3.8492822071854049,38.508656467886638,30.714984067596689,44.088786026718509,7.7936724002899496,5.5801295588318709,2016,null,null," ",34.145254184651996,17.956397832686314,52.101652017338324,47.69007683316336,54.487275281149564,4.4115751841749642,2.3856232638112402,2016,null,null," ",23.544918426432559,4.1519215758168686,27.696840002249431,25.209784213429078,30.545615143631473,2.4870557888203528,2.8487751413820419,2016]
[null," ",34.673384971828376,2.2847331724555473,36.958118144283929,30.330173076933264,42.904127852388044,6.6279450673506659,5.9460097081041141,2017,null,null," ",33.648904500904145,19.080977004240633,52.729881505144775,50.528905239763446,56.181779948093343,2.2009762653813283,3.4518984429485684,2017,null,null," ",21.90307308604164,3.0328724422052171,24.935945528246862,23.700219680188464,26.278425827629285,1.2357258480583972,1.342480299382423,2017]
[null," ",35.367286389455792,0.56821292937752987,35.935499318833322,29.687809982766453,40.965739860742822,6.2476893360668697,5.0302405419094995,2018,null,null," ",37.73715918973064,9.1690468993791043,46.906206089109737,43.023642287477095,49.484387327755286,3.8825638016326423,2.5781812386455485,2018,null,null," ",26.661568732862786,4.449029317901946,31.110598050764739,28.994213390770792,32.654879485243399,2.1163846599939475,1.5442814344786591,2018]
[null," ",26.76929988787311,0.71708358676360329,27.486383474636707,23.634374240044156,31.809330634116822,3.8520092345925505,4.3229471594801154,2019,null,null," ",30.264393710947033,9.4825595540202912,39.746953264967331,36.924844493402993,42.379279471798917,2.8221087715643378,2.6323262068315856,2019,null,null," ",24.82796293757637,8.8612879488169085,33.689250886393275,31.228284754699818,35.748059715379142,2.460966131693457,2.0588088289858675,2019]
[null," ",22.332620091209019,1.9802320479069329,24.312852139115961,18.711867305055524,28.642488763781355,5.6009848340604371,4.3296366246653939,2020,null,null," ",23.165685748294919,3.6288996298696454,26.79458537816457,26.284740678626672,27.518749879241046,0.50984469953789713,0.72416450107647634,2020,null,null," ",21.678752199364336,14.753902391490032,36.432654590854369,31.670168742068331,39.271096988664695,4.7624858487860386,2.8384423978103257,2020,"PACE"]
[" ",null,null,null,null,null,null,null,null,null,null," ",null,null,null,null,null,null,null,null,null,null," ",null,null,null,null,null,null,null,null,null," "]
["SPP"," ",31.459355468477636,21.944049134026329,53.403404602503976,52.036560030001588,56.798608477076804,1.3668445725023872,3.3952038745728288,2012,null,"PSCO"," ",28.78090657338808,24.556758049161846,53.337664622549937,50.304599122289218,55.506709096595415,3.0330655002607187,2.169044474045478,2012,null,"CPLE"," ",40.733661629080601,26.505642582492001,67.239304211572602,60.860656568130864,68.876771677661168,6.3786476434417381,1.637467466088566,2012]
[null," ",37.530552163440483,36.475866783201013,74.006418946641517,72.201491195490647,78.372258422586327,1.8049277511508706,4.36583947594481,2013,null,null," ",30.089518016160948,16.614228077792529,46.70374609395347,45.086194444785761,53.172843941348575,1.6175516491677087,6.4690978473951048,2013,null,null," ",42.294932717706303,13.98088261807264,56.275815335778944,50.747232227452272,58.383214838606492,5.5285831083266714,2.1073995028275476,2013]
[null," ",46.991812720198105,32.023986027530974,79.015798747729093,75.086834592234368,84.36414163944103,3.9289641554947252,5.3483428917119369,2014,null,null," ",34.289336983728546,12.126149647755197,46.415486631483738,43.335927065948169,50.068208060776307,3.0795595655355683,3.6527214292925692,2014,null,null," ",51.0552591847065,9.1041115236171581,60.159370708323657,56.739763703802033,65.324893788582955,3.4196070045216231,5.1655230802592982,2014]
[null," ",29.949685319038004,28.785316786610153,58.735002105648157,54.322661932836283,62.156600419480746,4.4123401728118736,3.4215983138325896,2015,null,null," ",25.01232306990433,13.735402730939652,38.747725800843973,33.421500112875634,40.978051866007277,5.3262256879683392,2.2303260651633039,2015,null,null," ",36.043916510544193,8.4954774662242336,44.53939397676843,35.718616898187719,51.767783297404115,8.8207770785807114,7.2283893206356851,2015]
[null," ",29.842540840627393,36.825780649563839,66.668321490191246,57.386157679028805,73.967999581831222,9.2821638111624409,7.2996780916399757,2016,null,null," ",21.304537685124068,3.4255057002941052,24.730043385418174,23.487917025259424,26.0055871249346,1.2421263601587498,1.2755437395164257,2016,null,null," ",34.224149655526887,9.9082096832351905,44.132359338762072,38.917586583405452,47.651809103704856,5.2147727553566199,3.5194497649427845,2016]
[null," ",30.191332477524551,30.621545674636884,60.812878152161446,57.097189329689542,75.994247275634507,3.715688822471904,15.181369123473061,2017,null,null," ",21.894692616974201,3.5986044769546592,25.493297093928863,21.63475173193088,26.227523856984629,3.858545361997983,0.73422676305576573,2017,null,null," ",33.50733056438564,11.266136754620577,44.773467319006215,41.550865234712333,48.726949233962621,3.2226020842938823,3.9534819149564058,2017]
[null," ",30.026677127301728,29.177306520242414,59.203983647544156,55.690298964514604,72.395515098010719,3.5136846830295525,13.191531450466563,2018,null,null," ",25.616781015950277,5.3371013692653166,30.953882385215593,29.566951448304138,32.062526818319199,1.3869309369114546,1.1086444331036063,2018,null,null," ",37.722533114491426,5.1498687066797029,42.872401821171117,38.725512502052297,44.875237700370072,4.1468893191188201,2.0028358791989547,2018]
[null," ",28.175832184300511,27.260055060579827,55.435887244880341,51.327714974678116,64.839456331199244,4.1081722702022248,9.4035690863189032,2019,null,null," ",23.272626482184723,10.440442666717061,33.713069148901781,30.189789336380166,35.610758886095866,3.5232798125216149,1.8976897371940851,2019,null,null," ",30.280691852327248,4.8801403587068455,35.160832211034091,31.604531287792891,38.025763034121191,3.5563009232411993,2.8649308230871,2019]
[null," ",24.486855781994262,26.309450119139658,50.796305901133898,46.209526239567481,59.959132362529346,4.5867796615664176,9.1628264613954471,2020,null,null," ",18.569099391680073,18.610886750491069,37.179986142171146,33.666174984799788,41.08239417915145,3.5138111573713573,3.9024080369803045,2020,null,null," ",23.179853891050996,1.9707860576282266,25.15063994867922,24.751420341320049,26.084448898091452,0.39921960735917139,0.93380894941223147,2020,"CPLE"]
[" ",null,null,null,null,null,null,null,null,null,null," ",null,null,null,null,null,null,null,null,null,null," ",null,null,null,null,null,null,null,null,null," "]
[null,null,null,null,null,null,null,null,null,null,null,"FPL"," ",37.88664224775868,6.1981527890720693,44.084795036830748,42.929913839615402,44.849389921279126,1.1548811972153459,0.76459488444837831,2012,null,"DUK"," ",40.659541447987451,29.696440009288541,70.355981457275988,66.578726757802428,71.149877662582796,3.7772546994735592,0.79389620530680816,2012]
[null,null,null,null,null,null,null,null,null,null,null,null," ",38.608790944283413,36.907151010165784,75.51594195444919,73.293697599338415,76.65616659426945,2.2222443551107744,1.1402246398202607,2013,null,null," ",42.443391436123648,18.062806220973918,60.506197657097573,53.743806703732453,62.532629021997508,6.7623909533651201,2.0264313648999348,2013]
[null,null,null,null,null,null,null,null,null,null,null,null," ",44.140880086772526,48.899636247960885,93.040516334733397,90.542222986048017,94.575657978036745,2.4982933486853796,1.5351416433033478,2014,null,null," ",49.722989683082048,15.391542509098763,65.114532192180818,46.739500144244531,69.314763586047292,18.375032047936287,4.2002313938664741,2014]
[null,null,null,null,null,null,null,null,null,null,null,null," ",31.326047649857504,46.848165393359501,78.174213043217023,75.035930415473757,80.209322113591583,3.1382826277432656,2.0351090703745598,2015,null,null," ",35.820244209353007,20.820101923876855,56.640346133229862,45.440257287712349,59.301904308379321,11.200088845517513,2.6615581751494588,2015]
[null,null,null,null,null,null,null,null,null,null,null,null," ",27.20685890700959,39.61698417820719,66.823843085216794,64.848058603856529,72.844619790504666,1.9757844813602645,6.0207767052878722,2016,null,null," ",34.145254184651996,17.956397832686314,52.101652017338324,47.69007683316336,54.487275281149564,4.4115751841749642,2.3856232638112402,2016]
[null,null,null,null,null,null,null,null,null,null,null,null," ",29.578183916103065,26.215023602163352,55.793207518266414,53.702127222562012,65.933725369571007,2.0910802957044012,10.140517851304594,2017,null,null," ",33.648904500904145,19.080977004240633,52.729881505144775,50.528905239763446,56.181779948093343,2.2009762653813283,3.4518984429485684,2017]
[null,null,null,null,null,null,null,null,null,null,null,null," ",29.245927514701574,36.052369140158525,65.298296654860096,60.351827951734194,70.918015861525447,4.9464687031259018,5.6197192066653514,2018,null,null," ",37.73715918973064,9.1690468993791043,46.906206089109737,43.023642287477095,49.484387327755286,3.8825638016326423,2.5781812386455485,2018]
[null,null,null,null,null,null,null,null,null,null,null,null," ",27.078520484343517,30.66044759370066,57.738968078044174,52.845409350248346,64.02457604502122,4.8935587277958277,6.2856079669770466,2019,null,null," ",30.264393710947033,9.4825595540202912,39.746953264967331,36.924844493402993,42.379279471798917,2.8221087715643378,2.6323262068315856,2019]
[null,null,null,null,null,null,null,null,null,null,null,null," ",20.752377968298653,29.419509803723212,50.171887772021854,46.607804302724887,55.086428475837081,3.5640834692969676,4.9145407038152271,2020,null,null," ",23.165685748294919,3.6288996298696454,26.79458537816457,26.284740678626672,27.518749879241046,0.50984469953789713,0.72416450107647634,2020,"DUK"]
[null,null,null,null,null,null,null,null,null,null,null," ",null,null,null,null,null,null,null,null,null,null," ",null,null,null,null,null,null,null,null,null," "]
[null,null,null,null,null,null,null,null,null,null,null,"SOCO"," ",34.667565672459681,23.862637222783505,58.530202895243185,57.070889636772208,61.045231288434785,1.4593132584709778,2.5150283931915993,2012,null,"PSCO"," ",28.78090657338808,24.556758049161846,53.337664622549937,50.304599122289218,55.506709096595415,3.0330655002607187,2.169044474045478,2012]
[null,null,null,null,null,null,null,null,null,null,null,null," ",37.694746174420807,13.513138225323633,51.207884399744444,49.052016961523471,53.768294952773537,2.155867438220973,2.5604105530290937,2013,null,null," ",30.089518016160948,16.614228077792529,46.70374609395347,45.086194444785761,53.172843941348575,1.6175516491677087,6.4690978473951048,2013]
[null,null,null,null,null,null,null,null,null,null,null,null," ",43.100665337996148,5.962945894317504,49.063611232313647,47.626689427113817,59.442266814184286,1.4369218051998303,10.378655581870639,2014,null,null," ",34.289336983728546,12.126149647755197,46.415486631483738,43.335927065948169,50.068208060776307,3.0795595655355683,3.6527214292925692,2014]
[null,null,null,null,null,null,null,null,null,null,null,null," ",31.318116352612716,13.715201684007647,45.033318036620351,41.519952467036248,55.430835454020581,3.5133655695841028,10.39751741740023,2015,null,null," ",25.01232306990433,13.735402730939652,38.747725800843973,33.421500112875634,40.978051866007277,5.3262256879683392,2.2303260651633039,2015]
[null,null,null,null,null,null,null,null,null,null,null,null," ",31.719017999500672,15.902618849340305,47.621636848840986,42.91240750775173,50.433337955597665,4.7092293410892552,2.8117011067566793,2016,null,null," ",21.304537685124068,3.4255057002941052,24.730043385418174,23.487917025259424,26.0055871249346,1.2421263601587498,1.2755437395164257,2016]
[null,null,null,null,null,null,null,null,null,null,null,null," ",33.27624700801298,20.128685861133906,53.404932869146883,46.641502353288345,55.636095244221806,6.7634305158585377,2.2311623750749234,2017,null,null," ",21.894692616974201,3.5986044769546592,25.493297093928863,21.63475173193088,26.227523856984629,3.858545361997983,0.73422676305576573,2017]
[null,null,null,null,null,null,null,null,null,null,null,null," ",35.632180060221209,10.471739803223819,46.103919863445022,44.516726389489122,47.864976350655184,1.5871934739558995,1.7610564872101619,2018,null,null," ",25.616781015950277,5.3371013692653166,30.953882385215593,29.566951448304138,32.062526818319199,1.3869309369114546,1.1086444331036063,2018]
[null,null,null,null,null,null,null,null,null,null,null,null," ",27.195773918561006,11.693629350011964,38.889403268572977,34.328211737659437,40.645933293599349,4.5611915309135398,1.7565300250263718,2019,null,null," ",23.272626482184723,10.440442666717061,33.713069148901781,30.189789336380166,35.610758886095866,3.5232798125216149,1.8976897371940851,2019]
[null,null,null,null,null,null,null,null,null,null,null,null," ",22.435104782209766,4.6363182470350459,27.071423029244809,26.173857043495634,28.829252525389968,0.8975659857491749,1.7578294961451597,2020,null,null," ",18.569099391680073,18.610886750491069,37.179986142171146,33.666174984799788,41.08239417915145,3.5138111573713573,3.9024080369803045,2020,"PSCO"]
[null,null,null,null,null,null,null,null,null,null,null," ",null,null,null,null,null,null,null,null,null,null," ",null,null,null,null,null,null,null,null,null," "]
[null,null,null,null,null,null,null,null,null,null,null,"TVA"," ",37.079010584936071,0,37.079010584936071,30.028016404925463,37.235588652517229,7.0509941800106084,0.15657806758115811,2012,null,"FPL"," ",37.88664224775868,6.1981527890720693,44.084795036830748,42.929913839615402,44.849389921279126,1.1548811972153459,0.76459488444837831,2012]
[null,null,null,null,null,null,null,null,null,null,null,null," ",37.487640169743855,15.734556805909891,53.222196975653745,52.603096929501071,55.402122161970148,0.61910004615267411,2.1799251863164031,2013,null,null," ",38.608790944283413,36.907151010165784,75.51594195444919,73.293697599338415,76.65616659426945,2.2222443551107744,1.1402246398202607,2013]
[null,null,null,null,null,null,null,null,null,null,null,null," ",42.072408823363858,15.049513748006165,57.121922571370028,56.769613204806681,58.160390646409851,0.35230936656334677,1.0384680750398232,2014,null,null," ",44.140880086772526,48.899636247960885,93.040516334733397,90.542222986048017,94.575657978036745,2.4982933486853796,1.5351416433033478,2014]
[null,null,null,null,null,null,null,null,null,null,null,null," ",31.212788641814434,4.5188546680811363,35.731643309895574,31.868212792369906,46.469432886664833,3.8634305175256678,10.737789576769259,2015,null,null," ",31.326047649857504,46.848165393359501,78.174213043217023,75.035930415473757,80.209322113591583,3.1382826277432656,2.0351090703745598,2015]
[null,null,null,null,null,null,null,null,null,null,null,null," ",31.87644814372198,9.1951342238152929,41.071582367537275,39.119744171237244,43.884343010675465,1.9518381963000309,2.8127606431381906,2016,null,null," ",27.20685890700959,39.61698417820719,66.823843085216794,64.848058603856529,72.844619790504666,1.9757844813602645,6.0207767052878722,2016]
[null,null,null,null,null,null,null,null,null,null,null,null," ",33.047200438833748,22.169215616335531,55.216416055169283,47.501850373649525,59.665582962536263,7.7145656815197583,4.4491669073669797,2017,null,null," ",29.578183916103065,26.215023602163352,55.793207518266414,53.702127222562012,65.933725369571007,2.0910802957044012,10.140517851304594,2017]
[null,null,null,null,null,null,null,null,null,null,null,null," ",34.706044813303258,10.008081371838985,44.714126185142241,39.520865077187658,49.154676974309069,5.1932611079545836,4.4405507891668279,2018,null,null," ",29.245927514701574,36.052369140158525,65.298296654860096,60.351827951734194,70.918015861525447,4.9464687031259018,5.6197192066653514,2018]
[null,null,null,null,null,null,null,null,null,null,null,null," ",27.791175634198019,11.992908929483114,39.784084563681134,34.735664890258008,43.467627268005025,5.0484196734231261,3.6835427043238909,2019,null,null," ",27.078520484343517,30.66044759370066,57.738968078044174,52.845409350248346,64.02457604502122,4.8935587277958277,6.2856079669770466,2019]
[null,null,null,null,null,null,null,null,null,null,null,null," ",23.321986491779342,4.6775857527038873,27.999572244483229,26.694077909024617,28.53913570641733,1.3054943354586115,0.53956346193410099,2020,null,null," ",20.752377968298653,29.419509803723212,50.171887772021854,46.607804302724887,55.086428475837081,3.5640834692969676,4.9145407038152271,2020,"FPL"]
[null,null,null,null,null,null,null,null,null,null,null," ",null,null,null,null,null,null,null,null,null,null," ",null,null,null,null,null,null,null,null,null," "]
[null,null,null,null,null,null,null,null,null,null,null,null,null,null,null,null,null,null,null,null,null,null,"ERCOT"," ",38.037769043394086,0,38.037769043394086,35.360633667589333,43.263048411385576,2.6771353758047525,5.2252793679914902,2012]
[null,null,null,null,null,null,null,null,null,null,null,null,null,null,null,null,null,null,null,null,null,null,null," ",43.811546715854739,0,43.811546715854739,38.644041238443634,50.145869735164013,5.1675054774111047,6.3343230193092737,2013]
[null,null,null,null,null,null,null,null,null,null,null,null,null,null,null,null,null,null,null,null,null,null,null," ",44.570605310096795,0,44.570605310096795,42.763437577615861,47.765843866114238,1.8071677324809343,3.1952385560174434,2014]
[null,null,null,null,null,null,null,null,null,null,null,null,null,null,null,null,null,null,null,null,null,null,null," ",33.598725766494105,0,33.598725766494105,28.311831158904869,36.132690734996316,5.286894607589236,2.533964968502211,2015]
[null,null,null,null,null,null,null,null,null,null,null,null,null,null,null,null,null,null,null,null,null,null,null," ",31.777184381674239,0,31.777184381674239,28.330504360977265,35.446741235400808,3.4466800206969737,3.6695568537265686,2016]
[null,null,null,null,null,null,null,null,null,null,null,null,null,null,null,null,null,null,null,null,null,null,null," ",27.32214187485107,0,27.32214187485107,22.296976810366356,35.008869535168465,5.0251650644847139,7.6867276603173949,2017]
[null,null,null,null,null,null,null,null,null,null,null,null,null,null,null,null,null,null,null,null,null,null,null," ",41.160572236494936,0,41.160572236494936,24.431438806148197,45.968433492159662,16.729133430346739,4.8078612556647258,2018]
[null,null,null,null,null,null,null,null,null,null,null,null,null,null,null,null,null,null,null,null,null,null,null," ",61.01321120589904,0,61.01321120589904,30.104672520602769,74.885119425267845,30.908538685296271,13.871908219368805,2019]
[null,null,null,null,null,null,null,null,null,null,null,null,null,null,null,null,null,null,null,null,null,null,null," ",23.646191542358945,0,23.646191542358945,18.498012806473604,29.2781538677661,5.1481787358853417,5.6319623254071551,2020,"ERCOT"]
[null,null,null,null,null,null,null,null,null,null,null,null,null,null,null,null,null,null,null,null,null,null," ",null,null,null,null,null,null,null,null,null," "]
[null,null,null,null,null,null,null,null,null,null,null,null,null,null,null,null,null,null,null,null,null,null,"NYISO"," ",57.61181557231918,4.8260041677467846,62.437819740065983,52.177173298649492,86.424519820440281,10.26064644141649,23.986700080374298,2012]
[null,null,null,null,null,null,null,null,null,null,null,null,null,null,null,null,null,null,null,null,null,null,null," ",71.189725248213009,14.281287392387199,85.471012640600193,59.772577971782489,99.322482170866394,25.698434668817704,13.851469530266201,2013]
[null,null,null,null,null,null,null,null,null,null,null,null,null,null,null,null,null,null,null,null,null,null,null," ",65.72544461057268,15.852902202847561,81.578346813420239,57.946609379685249,86.466445203063572,23.63173743373499,4.8880983896433321,2014]
[null,null,null,null,null,null,null,null,null,null,null,null,null,null,null,null,null,null,null,null,null,null,null," ",46.079869566825508,13.555132152090954,59.635001718916492,35.966765825931262,63.854468150066467,23.66823589298523,4.219466431149975,2015]
[null,null,null,null,null,null,null,null,null,null,null,null,null,null,null,null,null,null,null,null,null,null,null," ",36.976018086242433,11.347597332887641,48.323615419130078,29.869583159030864,55.060673575663799,18.454032260099215,6.7370581565337204,2016]
[null,null,null,null,null,null,null,null,null,null,null,null,null,null,null,null,null,null,null,null,null,null,null," ",35.087356571211821,13.685415655637437,48.77277222684927,30.779396204322556,55.244952424842566,17.993376022526714,6.4721801979932962,2017]
[null,null,null,null,null,null,null,null,null,null,null,null,null,null,null,null,null,null,null,null,null,null,null," ",42.513552137021115,12.238369052081223,54.751921189102347,33.087657847476301,61.874587197652488,21.664263341626047,7.1226660085501408,2018]
[null,null,null,null,null,null,null,null,null,null,null,null,null,null,null,null,null,null,null,null,null,null,null," ",29.513778862874979,8.5020951929420612,38.015874055817044,22.68865000331694,45.671244792611958,15.327224052500103,7.6553707367949144,2019]
[null,null,null,null,null,null,null,null,null,null,null,null,null,null,null,null,null,null,null,null,null,null,null," ",22.607800121057419,9.5839229984716887,32.191723119529101,21.013399071910488,37.117745392914152,11.178324047618613,4.9260222733850512,2020,"NYISO"]
[null,null,null,null,null,null,null,null,null,null,null,null,null,null,null,null,null,null,null,null,null,null," ",null,null,null,null,null,null,null,null,null," "]
[null,null,null,null,null,null,null,null,null,null,null,null,null,null,null,null,null,null,null,null,null,null,"SOCO"," ",34.667565672459681,23.862637222783505,58.530202895243185,57.070889636772208,61.045231288434785,1.4593132584709778,2.5150283931915993,2012]
[null,null,null,null,null,null,null,null,null,null,null,null,null,null,null,null,null,null,null,null,null,null,null," ",37.694746174420807,13.513138225323633,51.207884399744444,49.052016961523471,53.768294952773537,2.155867438220973,2.5604105530290937,2013]
[null,null,null,null,null,null,null,null,null,null,null,null,null,null,null,null,null,null,null,null,null,null,null," ",43.100665337996148,5.962945894317504,49.063611232313647,47.626689427113817,59.442266814184286,1.4369218051998303,10.378655581870639,2014]
[null,null,null,null,null,null,null,null,null,null,null,null,null,null,null,null,null,null,null,null,null,null,null," ",31.318116352612716,13.715201684007647,45.033318036620351,41.519952467036248,55.430835454020581,3.5133655695841028,10.39751741740023,2015]
[null,null,null,null,null,null,null,null,null,null,null,null,null,null,null,null,null,null,null,null,null,null,null," ",31.719017999500672,15.902618849340305,47.621636848840986,42.91240750775173,50.433337955597665,4.7092293410892552,2.8117011067566793,2016]
[null,null,null,null,null,null,null,null,null,null,null,null,null,null,null,null,null,null,null,null,null,null,null," ",33.27624700801298,20.128685861133906,53.404932869146883,46.641502353288345,55.636095244221806,6.7634305158585377,2.2311623750749234,2017]
[null,null,null,null,null,null,null,null,null,null,null,null,null,null,null,null,null,null,null,null,null,null,null," ",35.632180060221209,10.471739803223819,46.103919863445022,44.516726389489122,47.864976350655184,1.5871934739558995,1.7610564872101619,2018]
[null,null,null,null,null,null,null,null,null,null,null,null,null,null,null,null,null,null,null,null,null,null,null," ",27.195773918561006,11.693629350011964,38.889403268572977,34.328211737659437,40.645933293599349,4.5611915309135398,1.7565300250263718,2019]
[null,null,null,null,null,null,null,null,null,null,null,null,null,null,null,null,null,null,null,null,null,null,null," ",22.435104782209766,4.6363182470350459,27.071423029244809,26.173857043495634,28.829252525389968,0.8975659857491749,1.7578294961451597,2020,"SOCO"]
[null,null,null,null,null,null,null,null,null,null,null,null,null,null,null,null,null,null,null,null,null,null," ",null,null,null,null,null,null,null,null,null," "]
[null,null,null,null,null,null,null,null,null,null,null,null,null,null,null,null,null,null,null,null,null,null,"PJM"," ",45.632018020726321,15.841503596820134,61.47352161754646,50.300688668361857,64.949202273580909,11.172832949184603,3.4756806560344486,2012]
[null,null,null,null,null,null,null,null,null,null,null,null,null,null,null,null,null,null,null,null,null,null,null," ",50.054242846228256,21.767450420655329,71.821693266883585,51.391423231257235,78.523589443901542,20.43027003562635,6.7018961770179573,2013]
[null,null,null,null,null,null,null,null,null,null,null,null,null,null,null,null,null,null,null,null,null,null,null," ",60.293371697771342,20.956976290433271,81.250347988204609,64.25395527944751,85.640869413449892,16.996392708757099,4.3905214252452822,2014]
[null,null,null,null,null,null,null,null,null,null,null,null,null,null,null,null,null,null,null,null,null,null,null," ",39.867679703101295,18.678161204039718,58.545840907141006,53.029612691766644,67.355807483627459,5.5162282153743618,8.8099665764864525,2015]
[null,null,null,null,null,null,null,null,null,null,null,null,null,null,null,null,null,null,null,null,null,null,null," ",32.447964254537744,16.872603477360236,49.320567731897981,44.368390553747659,57.644466580839939,4.9521771781503219,8.3238988489419583,2016]
[null,null,null,null,null,null,null,null,null,null,null,null,null,null,null,null,null,null,null,null,null,null,null," ",34.179315804346139,16.5556539983227,50.734969802668836,45.927897430805068,56.448444123218742,4.807072371863768,5.7134743205499063,2017]
[null,null,null,null,null,null,null,null,null,null,null,null,null,null,null,null,null,null,null,null,null,null,null," ",39.794534291076104,21.86957287800902,61.664107169085128,57.326094905620259,67.85109974823699,4.3380122634648686,6.1869925791518625,2018]
[null,null,null,null,null,null,null,null,null,null,null,null,null,null,null,null,null,null,null,null,null,null,null," ",27.983338651412044,16.674370820300705,44.657709471712742,41.770444879426513,50.04284635933324,2.887264592286229,5.3851368876204972,2019]
[null,null,null,null,null,null,null,null,null,null,null,null,null,null,null,null,null,null,null,null,null,null,null," ",21.731240338782566,14.44660582532042,36.177846164102988,32.257917023087508,41.740298729837903,3.91992914101548,5.5624525657349153,2020,"PJM"]
[null,null,null,null,null,null,null,null,null,null,null,null,null,null,null,null,null,null,null,null,null,null," ",null,null,null,null,null,null,null,null,null," "]
[null,null,null,null,null,null,null,null,null,null,null,null,null,null,null,null,null,null,null,null,null,null,"MISO"," ",36.111357165887803,2.4405094498856264E-2,36.135762260386663,31.337435735693997,42.288979627827175,4.7983265246926656,6.1532173674405115,2012]
[null,null,null,null,null,null,null,null,null,null,null,null,null,null,null,null,null,null,null,null,null,null,null," ",39.079338614319127,0.12457273253687938,39.20391134685601,34.264668149673298,43.98820922730556,4.9392431971827122,4.7842978804495502,2013]
[null,null,null,null,null,null,null,null,null,null,null,null,null,null,null,null,null,null,null,null,null,null,null," ",46.388035615092086,1.2944313646124237,47.682466979704508,36.860668905303562,51.004834080384214,10.821798074400945,3.3223671006797062,2014]
[null,null,null,null,null,null,null,null,null,null,null,null,null,null,null,null,null,null,null,null,null,null,null," ",35.127035887195738,1.2711633630491397,36.398199250244872,27.435965694942439,40.74433447635608,8.9622335553024328,4.3461352261112083,2015]
[null,null,null,null,null,null,null,null,null,null,null,null,null,null,null,null,null,null,null,null,null,null,null," ",34.659374260701235,3.8492822071854049,38.508656467886638,30.714984067596689,44.088786026718509,7.7936724002899496,5.5801295588318709,2016]
[null,null,null,null,null,null,null,null,null,null,null,null,null,null,null,null,null,null,null,null,null,null,null," ",34.673384971828376,2.2847331724555473,36.958118144283929,30.330173076933264,42.904127852388044,6.6279450673506659,5.9460097081041141,2017]
[null,null,null,null,null,null,null,null,null,null,null,null,null,null,null,null,null,null,null,null,null,null,null," ",35.367286389455792,0.56821292937752987,35.935499318833322,29.687809982766453,40.965739860742822,6.2476893360668697,5.0302405419094995,2018]
[null,null,null,null,null,null,null,null,null,null,null,null,null,null,null,null,null,null,null,null,null,null,null," ",26.76929988787311,0.71708358676360329,27.486383474636707,23.634374240044156,31.809330634116822,3.8520092345925505,4.3229471594801154,2019]
[null,null,null,null,null,null,null,null,null,null,null,null,null,null,null,null,null,null,null,null,null,null,null," ",22.332620091209019,1.9802320479069329,24.312852139115961,18.711867305055524,28.642488763781355,5.6009848340604371,4.3296366246653939,2020,"MISO"]
[null,null,null,null,null,null,null,null,null,null,null,null,null,null,null,null,null,null,null,null,null,null," ",null,null,null,null,null,null,null,null,null," "]
[null,null,null,null,null,null,null,null,null,null,null,null,null,null,null,null,null,null,null,null,null,null,"SPP"," ",31.459355468477636,21.944049134026329,53.403404602503976,52.036560030001588,56.798608477076804,1.3668445725023872,3.3952038745728288,2012]
[null,null,null,null,null,null,null,null,null,null,null,null,null,null,null,null,null,null,null,null,null,null,null," ",37.530552163440483,36.475866783201013,74.006418946641517,72.201491195490647,78.372258422586327,1.8049277511508706,4.36583947594481,2013]
[null,null,null,null,null,null,null,null,null,null,null,null,null,null,null,null,null,null,null,null,null,null,null," ",46.991812720198105,32.023986027530974,79.015798747729093,75.086834592234368,84.36414163944103,3.9289641554947252,5.3483428917119369,2014]
[null,null,null,null,null,null,null,null,null,null,null,null,null,null,null,null,null,null,null,null,null,null,null," ",29.949685319038004,28.785316786610153,58.735002105648157,54.322661932836283,62.156600419480746,4.4123401728118736,3.4215983138325896,2015]
[null,null,null,null,null,null,null,null,null,null,null,null,null,null,null,null,null,null,null,null,null,null,null," ",29.842540840627393,36.825780649563839,66.668321490191246,57.386157679028805,73.967999581831222,9.2821638111624409,7.2996780916399757,2016]
[null,null,null,null,null,null,null,null,null,null,null,null,null,null,null,null,null,null,null,null,null,null,null," ",30.191332477524551,30.621545674636884,60.812878152161446,57.097189329689542,75.994247275634507,3.715688822471904,15.181369123473061,2017]
[null,null,null,null,null,null,null,null,null,null,null,null,null,null,null,null,null,null,null,null,null,null,null," ",30.026677127301728,29.177306520242414,59.203983647544156,55.690298964514604,72.395515098010719,3.5136846830295525,13.191531450466563,2018]
[null,null,null,null,null,null,null,null,null,null,null,null,null,null,null,null,null,null,null,null,null,null,null," ",28.175832184300511,27.260055060579827,55.435887244880341,51.327714974678116,64.839456331199244,4.1081722702022248,9.4035690863189032,2019]
[null,null,null,null,null,null,null,null,null,null,null,null,null,null,null,null,null,null,null,null,null,null,null," ",24.486855781994262,26.309450119139658,50.796305901133898,46.209526239567481,59.959132362529346,4.5867796615664176,9.1628264613954471,2020,"SPP"]
[null,null,null,null,null,null,null,null,null,null,null,null,null,null,null,null,null,null,null,null,null,null," ",null,null,null,null,null,null,null,null,null," "]
[null,null,null,null,null,null,null,null,null,null,null,null,null,null,null,null,null,null,null,null,null,null,"TVA"," ",37.079010584936071,0,37.079010584936071,30.028016404925463,37.235588652517229,7.0509941800106084,0.15657806758115811,2012]
[null,null,null,null,null,null,null,null,null,null,null,null,null,null,null,null,null,null,null,null,null,null,null," ",37.487640169743855,15.734556805909891,53.222196975653745,52.603096929501071,55.402122161970148,0.61910004615267411,2.1799251863164031,2013]
[null,null,null,null,null,null,null,null,null,null,null,null,null,null,null,null,null,null,null,null,null,null,null," ",42.072408823363858,15.049513748006165,57.121922571370028,56.769613204806681,58.160390646409851,0.35230936656334677,1.0384680750398232,2014]
[null,null,null,null,null,null,null,null,null,null,null,null,null,null,null,null,null,null,null,null,null,null,null," ",31.212788641814434,4.5188546680811363,35.731643309895574,31.868212792369906,46.469432886664833,3.8634305175256678,10.737789576769259,2015]
[null,null,null,null,null,null,null,null,null,null,null,null,null,null,null,null,null,null,null,null,null,null,null," ",31.87644814372198,9.1951342238152929,41.071582367537275,39.119744171237244,43.884343010675465,1.9518381963000309,2.8127606431381906,2016]
[null,null,null,null,null,null,null,null,null,null,null,null,null,null,null,null,null,null,null,null,null,null,null," ",33.047200438833748,22.169215616335531,55.216416055169283,47.501850373649525,59.665582962536263,7.7145656815197583,4.4491669073669797,2017]
[null,null,null,null,null,null,null,null,null,null,null,null,null,null,null,null,null,null,null,null,null,null,null," ",34.706044813303258,10.008081371838985,44.714126185142241,39.520865077187658,49.154676974309069,5.1932611079545836,4.4405507891668279,2018]
[null,null,null,null,null,null,null,null,null,null,null,null,null,null,null,null,null,null,null,null,null,null,null," ",27.791175634198019,11.992908929483114,39.784084563681134,34.735664890258008,43.467627268005025,5.0484196734231261,3.6835427043238909,2019]
[null,null,null,null,null,null,null,null,null,null,null,null,null,null,null,null,null,null,null,null,null,null," "," ",23.321986491779342,4.6775857527038873,27.999572244483229,26.694077909024617,28.53913570641733,1.3054943354586115,0.53956346193410099,2020,"TVA"]
[null,null,null,null,null,null,null,null,null,null,null,null,null,null,null,null,null,null,null,null,null,null,null,null,null,null,null,null,null,null,null,null," "]

{"sheet":"Solar Value vs. PPA Prices","index":36,"n_rows":105,"n_cols":7,"rows_kept":105,"cut":false,"hidden":false,"merged":[]}
["Solar's energy and capacity value versus PPA prices by region and year"]
[]
[]
[]
[]
[]
[]
[]
[]
[]
[]
[]
[]
[]
[]
[]
[]
[]
[]
["Sources: Berkeley Lab, ABB, ISOs"]
["Notes: For Solar Energy and Capacity Value see Tab \"Energy and Capacity Value\""]
[]
[null,null,"Berkeley Lab PPA","Level10 PPA","Energy","Capacity"]
[null,null,"Price","Price","Value","Value"]
[null,null,"2020 $/MWh","2020 $/MWh","2020 $/MWh","2020 $/MWh","Year"]
["2012-20\nCAISO"," ",87.07175344853394,null,38.453740640266233,18.347765243792381,2012]
[null,null,66.867169817239528,null,44.465704799315752,17.985142844583791,2013]
[null,null,57.324849785336156,null,44.795619495015792,18.303693387894047,2014]
[null,null,49.8645993607458,null,28.28756846469496,12.433451418565024,2015]
[null,null,37.846978564712849,null,24.673946201421703,9.7269418500372318,2016]
[null,null,36.14071459421838,null,25.549772818617669,9.5414238027251699,2017]
[null,null,38.424623392379949,27.054195999734937,26.306399059712124,5.3628262955066921,2018]
[null,null,16.178431929961331,24.134131745641906,23.806532713142683,6.5695156217589759,2019]
[null," ",null,24.525087530830262,20.921325793679991,3.9756318443030199,2020]
[" "]
["2012-20\nERCOT"," ",null,null,38.037769043394086,0,2012]
[null,null,null,null,43.811546715854739,0,2013]
[null,null,43.767792548438244,null,44.570605310096802,0,2014]
[null,null,35.365128137110688,null,33.598725766494105,0,2015]
[null,null,34.215656101061867,null,31.777184381674239,0,2016]
[null,null,22.038540526071188,null,27.32214187485107,0,2017]
[null,null,30.718212145406522,25.875031109417748,41.160572236494936,0,2018]
[null,null,null,24.565618199248462,61.01321120589904,0,2019]
[null," ",null,25.396101728980589,23.646191542358945,0,2020]
[" "]
["2012-20\nSPP"," ",null,null,31.459355468477639,21.944049134026329,2012]
[null,null,null,null,37.530552163440483,36.475866783201013,2013]
[null,null,null,null,46.991812720198105,32.023986027530974,2014]
[null,null,38.972360827035956,null,29.949685319038004,28.785316786610156,2015]
[null,null,null,null,29.842540840627397,36.825780649563839,2016]
[null,null,null,null,30.191332477524551,30.621545674636884,2017]
[null,null,59.320469530373579,27.571927804177946,30.026677127301728,29.177306520242411,2018]
[null,null,43.112426945720763,24.945347777448355,28.175832184300511,27.260055060579827,2019]
[null," ",null,27.617838161785631,24.486855781994262,26.309450119139655,2020]
[" "]
["2012-20\nMISO"," ",null,null,36.111357165887803,2.4405094498856202E-2,2012]
[null,null,99.910575839389352,null,39.079338614319127,0.1245727325368793,2013]
[null,null,66.358400650790671,null,46.388035615092086,1.2944313646124237,2014]
[null,null,52.131191859872658,null,35.127035887195738,1.2711633630491397,2015]
[null,null,null,null,34.659374260701235,3.8492822071854049,2016]
[null,null,28.197735863712953,null,34.673384971828376,2.2847331724555477,2017]
[null,null,41.838323966833393,32.843269053217981,35.367286389455792,0.56821292937752987,2018]
[null,null,37.526250750605946,32.161724582140337,26.76929988787311,0.71708358676360329,2019]
[null," ",null,31.720322774185902,22.332620091209019,1.9802320479069329,2020]
[" "]
["2012-20\nPJM"," ",null,null,45.632018020726321,15.841503596820134,2012]
[null,null,null,null,50.054242846228256,21.767450420655329,2013]
[null,null,64.795620429104886,null,60.293371697771342,20.956976290433271,2014]
[null,null,67.583307312300008,null,39.867679703101295,18.678161204039721,2015]
[null,null,45.341530717308039,null,32.447964254537744,16.872603477360236,2016]
[null,null,82.494753461972309,null,34.179315804346139,16.5556539983227,2017]
[null,null,32.442768317480997,35.046679922171236,39.794534291076097,21.86957287800902,2018]
[null,null,31.480652641184626,34.379628124853753,27.983338651412044,16.674370820300705,2019]
[null," ",null,36.020301551816566,21.73124033878257,14.44660582532042,2020]
[" "]
["2012-20\nISO-NE"," ",null,null,48.765073228800269,4.6951666954707489,2012]
[null,null,100.71927867926507,null,66.422438416069099,4.0852219310394959,2013]
[null,null,null,null,65.697379965086938,4.4130512985625279,2014]
[null,null,null,null,45.011762005820486,4.4554412375027423,2015]
[null,null,null,null,33.622982656379683,5.8585683977146541,2016]
[null,null,76.040707814469073,null,34.5699619157893,9.9823205908704704,2017]
[null,null,null,null,42.605402362010153,15.105698603126836,2018]
[null,null,42.776392864564386,null,28.447499520941182,12.124561423553724,2019]
[null," ",42.374031082751635,null,21.452558547161352,7.9081984926853766,2020]
[" "]
["2012-20\nWest\n(non-ISO)"," ",83.075992234145417,null,23.320222894863974,19.73603061420604,2012]
[null,null,63.310907917451622,null,36.78960810518695,14.516425986267508,2013]
[null,null,56.46963135270213,null,38.407775178355607,9.448419161071044,2014]
[null,null,42.874595846411168,null,26.035173908253267,10.413185519300695,2015]
[null,null,32.92874627029498,null,21.915136024432531,3.0385188760736028,2016]
[null,null,32.128251725422999,null,23.730539462440333,2.7283727222083849,2017]
[null,null,21.996078232530557,null,26.933502951630523,3.9408831673801239,2018]
[null,null,18.067090577683814,null,24.437883871724651,7.2008696073590812,2019]
[null," ",20.656213369063128,null,22.427890144728583,12.027992338580068,2020]
[" "]
["2012-20\nSoutheast\n(non-ISO)"," ",null,null,39.262964547046323,20.19585686861728,2012]
[null,null,67.086289608558801,null,41.113472267125225,19.202630665132229,2013]
[null,null,58.326858119987975,null,48.582494487910637,14.571793489362191,2014]
[null,null,53.13176140678393,null,34.919942789630049,15.593408427328423,2015]
[null,null,46.36667123461477,null,33.315514149706814,15.199785012978628,2016]
[null,null,28.545577956284355,null,33.122477055883159,18.200723060666085,2017]
[null,null,26.743726431397356,null,35.432720278627777,13.900403980439068,2018]
[null,null,22.676854544764939,null,28.787723334012991,13.542830608701482,2019]
[null," ",36.656531584057248,null,22.347003953627439,10.223415720200681,2020]
[" "]

{"sheet":"Value Factor vs. Penetration","index":37,"n_rows":198,"n_cols":18,"rows_kept":198,"cut":false,"hidden":false,"merged":[]}
["Solar value factor versus solar market penetration by region and year"]
[]
[]
[]
[]
[]
[]
[]
[]
[]
[]
[]
[]
[]
[]
[]
[]
[]
["Sources: Berkeley Lab, ABB, ISOs"]
["Notes: Solar value factor describes the market value of solar in proportion to that of a generalized flat-block, i.e., 24x7 average price across all pricing nodes in region."]
["For more details on methodology see forthcoming Berkeley Lab publication \"Solar2Grid\""]
[]
[]
[]
["ISOs Only",null,null,null,null,null,"Non-ISO BAs Only",null,null,null,null,null,"ISOs and non-ISO BAs Combined"]
[null,null,"Solar","Solar",null,null,null,null,"Solar","Solar",null,null,null,null,"Solar","Solar"]
[null,null,"Market","Value",null,null,null,null,"Market","Value",null,null,null,null,"Market","Value"]
[null,null,"Penetration","Factor","Year",null,null,null,"Penetration","Factor","Year",null,null,null,"Penetration","Factor","Year"]
["CAISO"," ",1.6001595406519492E-2,1.3545328422793603,2012,null,"AZPS"," ",1.6658053538356445E-2,1.1443770929903581,2012,null,"CAISO",null,1.6001595406519492E-2,1.3545328422793603,2012]
[null,null,2.9456933380317442E-2,1.2109428544885237,2013,null,null,null,3.652038465816862E-2,1.0948812552301306,2013,null,null,null,2.9456933380317442E-2,1.2109428544885237,2013]
[null,null,6.4683831588237303E-2,1.0969154061831501,2014,null,null,null,6.8221264874336301E-2,0.9316019141041012,2014,null,null,null,6.4683831588237303E-2,1.0969154061831501,2014]
[null,null,9.5190583654081187E-2,0.97572943651067989,2015,null,null,null,7.3108850749824691E-2,0.92591892144643306,2015,null,null,null,9.5190583654081187E-2,0.97572943651067989,2015]
[null,null,0.12429310908886346,0.92027297367003469,2016,null,null,null,8.246171532755299E-2,0.80180299391124821,2016,null,null,null,0.12429310908886346,0.92027297367003469,2016]
[null,null,0.15334944031011399,0.91140061025440489,2017,null,null,null,8.9918661129473013E-2,0.77186835228067885,2017,null,null,null,0.15334944031011399,0.91140061025440489,2017]
[null,null,0.17357617729331568,0.73270128228032405,2018,null,null,null,0.10061518851452107,0.78170783102899632,2018,null,null,null,0.17357617729331568,0.73270128228032405,2018]
[null,null,0.18958071651507341,0.7009409454311768,2019,null,null,null,0.11351604687828826,0.74515562257208878,2019,null,null,null,0.18958071651507341,0.7009409454311768,2019]
[null," ",0.21178685294100558,0.70446545555955686,2020,null,null," ",0.11864714442292898,0.86779446450393194,2020,null," ",null,0.21178685294100558,0.70446545555955686,2020,"CAISO"]
[" ",null,null,null,null,null," ",null,null,null,null,null,null,null,null,null,null," "]
["ISO-NE"," ",2.1444323506582081E-3,1.1600710092393347,2012,null,"PNM"," ",5.8234522487791767E-3,1.291722107067435,2012,null,"AZPS",null,1.6658053538356445E-2,1.1443770929903581,2012]
[null,null,4.8384089661027757E-3,1.0647308363739239,2013,null,null,null,1.0925564975496306E-2,1.1842161157779019,2013,null,null,null,3.652038465816862E-2,1.0948812552301306,2013]
[null,null,9.7765510879647636E-3,0.96343247145784738,2014,null,null,null,2.0396531489196946E-2,1.0416939487551569,2014,null,null,null,6.8221264874336301E-2,0.9316019141041012,2014]
[null,null,1.4931972237333191E-2,1.0119331359483803,2015,null,null,null,2.7076785971482723E-2,1.0286867570234404,2015,null,null,null,7.3108850749824691E-2,0.92591892144643306,2015]
[null,null,2.1534206489689806E-2,1.0760502252082678,2016,null,null,null,3.9095110144196331E-2,0.90844855656512868,2016,null,null,null,8.246171532755299E-2,0.80180299391124821,2016]
[null,null,2.7955207262812216E-2,1.0041580983050828,2017,null,null,null,5.2475883531759117E-2,0.78947058207558241,2017,null,null,null,8.9918661129473013E-2,0.77186835228067885,2017]
[null,null,3.3531938779302786E-2,0.99979252686821962,2018,null,null,null,6.6775420488096315E-2,0.86166556909372771,2018,null,null,null,0.10061518851452107,0.78170783102899632,2018]
[null,null,4.3356899733409962E-2,0.94857936013585498,2019,null,null,null,7.649641787545694E-2,0.91923293391610517,2019,null,null,null,0.11351604687828826,0.74515562257208878,2019]
[null," ",5.2030339872851487E-2,0.93560200500317037,2020,null,null," ",0.11501993003768471,1.1325783231350128,2020,null," ",null,0.11864714442292898,0.86779446450393194,2020,"AZPS"]
[" ",null,null,null,null,null," ",null,null,null,null,null,null,null,null,null,null," "]
["ERCOT"," ",5.2325171376093335E-4,1.2838289545134374,2012,null,"NEVP"," ",9.4348062334632509E-3,1.127775572902965,2012,null,"PNM",null,5.8234522487791767E-3,1.291722107067435,2012]
[null,null,6.936400947692888E-4,1.2424430628423337,2013,null,null,null,1.3991907358145362E-2,1.1220010386236563,2013,null,null,null,1.0925564975496306E-2,1.1842161157779019,2013]
[null,null,1.2857590859023924E-3,1.0759835160092741,2014,null,null,null,1.7683333624193644E-2,1.0012281885327039,2014,null,null,null,2.0396531489196946E-2,1.0416939487551569,2014]
[null,null,1.6589842973241426E-3,1.2149201533439531,2015,null,null,null,2.1977222743754937E-2,0.97186956891790188,2015,null,null,null,2.7076785971482723E-2,1.0286867570234404,2015]
[null,null,2.9613693219921852E-3,1.3204149801809297,2016,null,null,null,3.8623537141478488E-2,0.8924604323585803,2016,null,null,null,3.9095110144196331E-2,0.90844855656512868,2016]
[null,null,7.4133616176436639E-3,0.99478918569425867,2017,null,null,null,7.14892365887944E-2,0.83264807631744353,2017,null,null,null,5.2475883531759117E-2,0.78947058207558241,2017]
[null,null,1.0570090375458535E-2,1.2041734248096836,2018,null,null,null,8.2348363029123295E-2,0.78637254557356162,2018,null,null,null,6.6775420488096315E-2,0.86166556909372771,2018]
[null,null,1.3928004984057862E-2,1.3059137049335861,2019,null,null,null,9.3166175550824293E-2,0.78429843493520268,2019,null,null,null,7.649641787545694E-2,0.91923293391610517,2019]
[null," ",2.7776584696284932E-2,0.95924320529998364,2020,null,null," ",0.11413299426570689,0.83757696393228431,2020,null," ",null,0.11501993003768471,1.1325783231350128,2020,"PNM"]
[" ",null,null,null,null,null," ",null,null,null,null,null,null,null,null,null,null," "]
["NYISO"," ",1.188669746261141E-3,1.3284735120334681,2012,null,"PACE"," ",5.7293278538137849E-4,1.3991828553977674,2012,null,"NEVP",null,9.4348062334632509E-3,1.127775572902965,2012]
[null,null,1.7093520777992247E-3,1.3490531731297828,2013,null,null,null,8.024034999110154E-4,1.3914732580519649,2013,null,null,null,1.3991907358145362E-2,1.1220010386236563,2013]
[null,null,2.6870409089650277E-3,1.1627370859513422,2014,null,null,null,1.4959308918550643E-3,1.2343441287341899,2014,null,null,null,1.7683333624193644E-2,1.0012281885327039,2014]
[null,null,4.6916538613326463E-3,1.2647106460453903,2015,null,null,null,2.2073887040565537E-3,1.3822371329451799,2015,null,null,null,2.1977222743754937E-2,0.97186956891790188,2015]
[null,null,7.1657828492096357E-3,1.3578679457061364,2016,null,null,null,1.7924424966539895E-2,1.0464551455898212,2016,null,null,null,3.8623537141478488E-2,0.8924604323585803,2016]
[null,null,9.7116828559903005E-3,1.3164441060152681,2017,null,null,null,3.5439044011642565E-2,0.90523757571909946,2017,null,null,null,7.14892365887944E-2,0.83264807631744353,2017]
[null,null,1.169153853205309E-2,1.249442979595937,2018,null,null,null,3.7634904177755273E-2,0.94880950404599207,2018,null,null,null,8.2348363029123295E-2,0.78637254557356162,2018]
[null,null,1.6178857205195948E-2,1.213766784901575,2019,null,null,null,4.0779775363060065E-2,0.95458518515939383,2019,null,null,null,9.3166175550824293E-2,0.78429843493520268,2019]
[null," ",2.214339379152119E-2,1.1808115815547702,2020,null,null," ",4.7495929751594702E-2,1.1734191941421832,2020,null," ",null,0.11413299426570689,0.83757696393228431,2020,"NEVP"]
[" ",null,null,null,null,null," ",null,null,null,null,null,null,null,null,null,null," "]
["PJM"," ",2.3477248155990955E-3,1.5034139938541244,2012,null,"CPLE"," ",1.9982340925699445E-3,1.4869092810414073,2012,null,"ISO-NE",null,2.1444323506582081E-3,1.1600710092393347,2012]
[null,null,3.1292807496364613E-3,1.6351800383109887,2013,null,null,null,3.5678024499597263E-3,1.3076789421879693,2013,null,null,null,4.8384089661027757E-3,1.0647308363739239,2013]
[null,null,3.6999668918993992E-3,1.4295273573833278,2014,null,null,null,7.2202216598193057E-3,1.1302957861955898,2014,null,null,null,9.7765510879647636E-3,0.96343247145784738,2014]
[null,null,4.5272368769093546E-3,1.3848598667454526,2015,null,null,null,1.1919375320482782E-2,1.095998328416226,2015,null,null,null,1.4931972237333191E-2,1.0119331359483803,2015]
[null,null,6.2894112835657308E-3,1.4290958119095269,2016,null,null,null,2.0644479818349184E-2,1.2294291748523336,2016,null,null,null,2.1534206489689806E-2,1.0760502252082678,2016]
[null,null,8.3115436050266948E-3,1.4302110549646305,2017,null,null,null,2.7078046165776273E-2,1.2217807484733503,2017,null,null,null,2.7955207262812216E-2,1.0041580983050828,2017]
[null,null,9.5073226732840868E-3,1.4392866745433259,2018,null,null,null,3.1187750431157603E-2,1.1239732962718025,2018,null,null,null,3.3531938779302786E-2,0.99979252686821962,2018]
[null,null,1.2064096669888195E-2,1.3978815863666647,2019,null,null,null,3.9277074430025864E-2,1.141472204902515,2019,null,null,null,4.3356899733409962E-2,0.94857936013585498,2019]
[null," ",1.5132011404286622E-2,1.4409025156925492,2020,null,null," ",4.2486439704331934E-2,1.1497938737775633,2020,null," ",null,5.2030339872851487E-2,0.93560200500317037,2020,"ISO-NE"]
[" ",null,null,null,null,null," ",null,null,null,null,null,null,null,null,null,null," "]
["MISO"," ",1.0988342977290863E-4,1.2331892346027122,2012,null,"DUK"," ",4.7676837389234669E-4,1.5558305225233997,2012,null,"PACE",null,5.7293278538137849E-4,1.3991828553977674,2012]
[null,null,2.3223920286085219E-4,1.1796866508617065,2013,null,null,null,1.5071135063962952E-3,1.4059801724053398,2013,null,null,null,8.024034999110154E-4,1.3914732580519649,2013]
[null,null,5.7693916844109544E-4,1.1989533790369495,2014,null,null,null,3.2402571788897826E-3,1.2233951334656488,2014,null,null,null,1.4959308918550643E-3,1.2343441287341899,2014]
[null,null,8.2789563960814123E-4,1.3177028454676003,2015,null,null,null,5.2637627281330391E-3,1.3937712020804747,2015,null,null,null,2.2073887040565537E-3,1.3822371329451799,2015]
[null,null,1.1198248042627451E-3,1.3884243326382422,2016,null,null,null,1.3420376739120044E-2,1.4514359079791825,2016,null,null,null,1.7924424966539895E-2,1.0464551455898212,2016]
[null,null,2.4335810489404435E-3,1.2703599663653347,2017,null,null,null,2.4064482337090288E-2,1.4388958003464452,2017,null,null,null,3.5439044011642565E-2,0.90523757571909946,2017]
[null,null,3.7402616584923877E-3,1.1785455713495174,2018,null,null,null,2.7190628016122386E-2,1.2297263702064503,2018,null,null,null,3.7634904177755273E-2,0.94880950404599207,2018]
[null,null,4.4767106425575385E-3,1.1150385374032528,2019,null,null,null,3.4229118085059435E-2,1.2903574667746789,2019,null,null,null,4.0779775363060065E-2,0.95458518515939383,2019]
[null," ",6.1806794878169341E-3,1.1814058321401935,2020,null,null," ",3.7070087738079897E-2,1.2249489548213814,2020,null," ",null,4.7495929751594702E-2,1.1734191941421832,2020,"PACE"]
[" ",null,null,null,null,null," ",null,null,null,null,null,null,null,null,null,null," "]
["SPP"," ",5.7545948813170439E-4,1.5141533597435028,2012,null,"PSCO"," ",8.4340470444654314E-3,1.5958859961326934,2012,null,"CPLE",null,1.9982340925699445E-3,1.4869092810414073,2012]
[null,null,6.5555509917820487E-4,1.6482110541776598,2013,null,null,null,1.1255832654492284E-2,1.4357414663858348,2013,null,null,null,3.5678024499597263E-3,1.3076789421879693,2013]
[null,null,9.1283629576204364E-4,1.6278599756569681,2014,null,null,null,1.27548124386457E-2,1.4679495425893152,2014,null,null,null,7.2202216598193057E-3,1.1302957861955898,2014]
[null,null,1.0059697055428323E-3,1.652849184462609,2015,null,null,null,1.2688112296700227E-2,1.5001002816478604,2015,null,null,null,1.1919375320482782E-2,1.095998328416226,2015]
[null,null,1.3208916209768047E-3,1.9144839123287527,2016,null,null,null,1.9487541855108158E-2,1.4937026245575324,2016,null,null,null,2.0644479818349184E-2,1.2294291748523336,2016]
[null,null,3.1074717733141737E-3,1.7542600484484552,2017,null,null,null,2.8113561183119862E-2,1.6452115832066696,2017,null,null,null,2.7078046165776273E-2,1.2217807484733503,2017]
[null,null,3.5014275703667318E-3,1.604496717113556,2018,null,null,null,3.0482018055286428E-2,1.3416320602747052,2018,null,null,null,3.1187750431157603E-2,1.1239732962718025,2018]
[null,null,3.6924164678392578E-3,1.7744382172144713,2019,null,null,null,3.2003633577237775E-2,1.5519534832833513,2019,null,null,null,3.9277074430025864E-2,1.141472204902515,2019]
[null," ",4.6883845178053553E-3,1.8771434019535129,2020,null,null," ",3.3949080635466131E-2,1.7406124933084184,2020,null," ",null,4.2486439704331934E-2,1.1497938737775633,2020,"CPLE"]
[" ",null,null,null,null,null," ",null,null,null,null,null,null,null,null,null,null," "]
[null,null,null,null,null,null,"FPL"," ",8.1216652433269251E-4,1.0788512415532094,2012,null,"DUK",null,4.7676837389234669E-4,1.5558305225233997,2012]
[null,null,null,null,null,null,null,null,8.9338214434288223E-4,1.6355659633507313,2013,null,null,null,1.5071135063962952E-3,1.4059801724053398,2013]
[null,null,null,null,null,null,null,null,9.6653397233810131E-4,1.6731659173616602,2014,null,null,null,3.2402571788897826E-3,1.2233951334656488,2014]
[null,null,null,null,null,null,null,null,1.0453574942578003E-3,1.8064256715026212,2015,null,null,null,5.2637627281330391E-3,1.3937712020804747,2015]
[null,null,null,null,null,null,null,null,1.1955270900671697E-3,1.7496805379225768,2016,null,null,null,1.3420376739120044E-2,1.4514359079791825,2016]
[null,null,null,null,null,null,null,null,5.4902877427449081E-3,1.4962524726050233,2017,null,null,null,2.4064482337090288E-2,1.4388958003464452,2017]
[null,null,null,null,null,null,null,null,1.6015468908223033E-2,1.5752145723234945,2018,null,null,null,2.7190628016122386E-2,1.2297263702064503,2018]
[null,null,null,null,null,null,null,null,2.0397690263516205E-2,1.6144500499791452,2019,null,null,null,3.4229118085059435E-2,1.2903574667746789,2019]
[null,null,null,null,null,null,null," ",3.0844088698128158E-2,1.7128775945924191,2020,null," ",null,3.7070087738079897E-2,1.2249489548213814,2020,"DUK"]
[null,null,null,null,null,null," ",null,null,null,null,null,null,null,null,null,null," "]
[null,null,null,null,null,null,"SOCO"," ",1.2656496718038156E-4,1.4779308687824126,2012,null,"PSCO",null,8.4340470444654314E-3,1.5958859961326934,2012]
[null,null,null,null,null,null,null,null,2.2803875490626035E-4,1.2927482314971912,2013,null,null,null,1.1255832654492284E-2,1.4357414663858348,2013]
[null,null,null,null,null,null,null,null,7.2825043196064884E-4,1.0377951836078503,2014,null,null,null,1.27548124386457E-2,1.4679495425893152,2014]
[null,null,null,null,null,null,null,null,7.9323304117498471E-4,1.2399054897332018,2015,null,null,null,1.2688112296700227E-2,1.5001002816478604,2015]
[null,null,null,null,null,null,null,null,3.865357697088023E-3,1.4205359349525679,2016,null,null,null,1.9487541855108158E-2,1.4937026245575324,2016]
[null,null,null,null,null,null,null,null,9.6775188054299324E-3,1.4741471214282622,2017,null,null,null,2.8113561183119862E-2,1.6452115832066696,2017]
[null,null,null,null,null,null,null,null,1.1423889535726687E-2,1.3120192477114616,2018,null,null,null,3.0482018055286428E-2,1.3416320602747052,2018]
[null,null,null,null,null,null,null,null,1.2324884538554464E-2,1.341024600781813,2019,null,null,null,3.2003633577237775E-2,1.5519534832833513,2019]
[null,null,null,null,null,null,null," ",2.0783600450383802E-2,1.25178651943972,2020,null," ",null,3.3949080635466131E-2,1.7406124933084184,2020,"PSCO"]
[null,null,null,null,null,null," ",null,null,null,null,null,null,null,null,null,null," "]
[null,null,null,null,null,null,"TVA"," ",3.1864932653521279E-5,0.93955903690459741,2012,null,"FPL",null,8.1216652433269251E-4,1.0788512415532094,2012]
[null,null,null,null,null,null,null,null,1.0033138008363297E-4,1.3472938135167134,2013,null,null,null,8.9338214434288223E-4,1.6355659633507313,2013]
[null,null,null,null,null,null,null,null,1.366483674825768E-4,1.2484070737781101,2014,null,null,null,9.6653397233810131E-4,1.6731659173616602,2014]
[null,null,null,null,null,null,null,null,4.1128436193309552E-4,0.99788002394287956,2015,null,null,null,1.0453574942578003E-3,1.8064256715026212,2015]
[null,null,null,null,null,null,null,null,5.8568850536746468E-4,1.2214239487674303,2016,null,null,null,1.1955270900671697E-3,1.7496805379225768,2016]
[null,null,null,null,null,null,null,null,1.3370004852975759E-3,1.5410027009831537,2017,null,null,null,5.4902877427449081E-3,1.4962524726050233,2017]
[null,null,null,null,null,null,null,null,1.8010433269741242E-3,1.2927210908293465,2018,null,null,null,1.6015468908223033E-2,1.5752145723234945,2018]
[null,null,null,null,null,null,null,null,2.908649567503726E-3,1.3605007126761961,2019,null,null,null,2.0397690263516205E-2,1.6144500499791452,2019]
[null,null,null,null,null,null,null," ",2.9232771968799808E-3,1.2780882013918327,2020,null,null,null,3.0844088698128158E-2,1.7128775945924191,2020,"FPL"]
[null,null,null,null,null,null," ",null,null,null,null,null,null,null,null,null,null," "]
[null,null,null,null,null,null,null,null,null,null,null,null,"ERCOT",null,5.2325171376093335E-4,1.2838289545134374,2012]
[null,null,null,null,null,null,null,null,null,null,null,null,null,null,6.936400947692888E-4,1.2424430628423337,2013]
[null,null,null,null,null,null,null,null,null,null,null,null,null,null,1.2857590859023924E-3,1.0759835160092741,2014]
[null,null,null,null,null,null,null,null,null,null,null,null,null,null,1.6589842973241426E-3,1.2149201533439531,2015]
[null,null,null,null,null,null,null,null,null,null,null,null,null,null,2.9613693219921852E-3,1.3204149801809297,2016]
[null,null,null,null,null,null,null,null,null,null,null,null,null,null,7.4133616176436639E-3,0.99478918569425867,2017]
[null,null,null,null,null,null,null,null,null,null,null,null,null,null,1.0570090375458535E-2,1.2041734248096836,2018]
[null,null,null,null,null,null,null,null,null,null,null,null,null,null,1.3928004984057862E-2,1.3059137049335861,2019]
[null,null,null,null,null,null,null,null,null,null,null,null,null,null,2.7776584696284932E-2,0.95924320529998364,2020,"ERCOT"]
[null,null,null,null,null,null,null,null,null,null,null,null,null,null,null,null,null," "]
[null,null,null,null,null,null,null,null,null,null,null,null,"NYISO",null,1.188669746261141E-3,1.3284735120334681,2012]
[null,null,null,null,null,null,null,null,null,null,null,null,null,null,1.7093520777992247E-3,1.3490531731297828,2013]
[null,null,null,null,null,null,null,null,null,null,null,null,null,null,2.6870409089650277E-3,1.1627370859513422,2014]
[null,null,null,null,null,null,null,null,null,null,null,null,null,null,4.6916538613326463E-3,1.2647106460453903,2015]
[null,null,null,null,null,null,null,null,null,null,null,null,null,null,7.1657828492096357E-3,1.3578679457061364,2016]
[null,null,null,null,null,null,null,null,null,null,null,null,null,null,9.7116828559903005E-3,1.3164441060152681,2017]
[null,null,null,null,null,null,null,null,null,null,null,null,null,null,1.169153853205309E-2,1.249442979595937,2018]
[null,null,null,null,null,null,null,null,null,null,null,null,null,null,1.6178857205195948E-2,1.213766784901575,2019]
[null,null,null,null,null,null,null,null,null,null,null,null,null,null,2.214339379152119E-2,1.1808115815547702,2020,"NYISO"]
[null,null,null,null,null,null,null,null,null,null,null,null,null,null,null,null,null," "]
[null,null,null,null,null,null,null,null,null,null,null,null,"SOCO",null,1.2656496718038156E-4,1.4779308687824126,2012]
[null,null,null,null,null,null,null,null,null,null,null,null,null,null,2.2803875490626035E-4,1.2927482314971912,2013]
[null,null,null,null,null,null,null,null,null,null,null,null,null,null,7.2825043196064884E-4,1.0377951836078503,2014]
[null,null,null,null,null,null,null,null,null,null,null,null,null,null,7.9323304117498471E-4,1.2399054897332018,2015]
[null,null,null,null,null,null,null,null,null,null,null,null,null,null,3.865357697088023E-3,1.4205359349525679,2016]
[null,null,null,null,null,null,null,null,null,null,null,null,null,null,9.6775188054299324E-3,1.4741471214282622,2017]
[null,null,null,null,null,null,null,null,null,null,null,null,null,null,1.1423889535726687E-2,1.3120192477114616,2018]
[null,null,null,null,null,null,null,null,null,null,null,null,null,null,1.2324884538554464E-2,1.341024600781813,2019]
[null,null,null,null,null,null,null,null,null,null,null,null,null,null,2.0783600450383802E-2,1.25178651943972,2020,"SOCO"]
[null,null,null,null,null,null,null,null,null,null,null,null,null,null,null,null,null," "]
[null,null,null,null,null,null,null,null,null,null,null,null,"PJM",null,2.3477248155990955E-3,1.5034139938541244,2012]
[null,null,null,null,null,null,null,null,null,null,null,null,null,null,3.1292807496364613E-3,1.6351800383109887,2013]
[null,null,null,null,null,null,null,null,null,null,null,null,null,null,3.6999668918993992E-3,1.4295273573833278,2014]
[null,null,null,null,null,null,null,null,null,null,null,null,null,null,4.5272368769093546E-3,1.3848598667454526,2015]
[null,null,null,null,null,null,null,null,null,null,null,null,null,null,6.2894112835657308E-3,1.4290958119095269,2016]
[null,null,null,null,null,null,null,null,null,null,null,null,null,null,8.3115436050266948E-3,1.4302110549646305,2017]
[null,null,null,null,null,null,null,null,null,null,null,null,null,null,9.5073226732840868E-3,1.4392866745433259,2018]
[null,null,null,null,null,null,null,null,null,null,null,null,null,null,1.2064096669888195E-2,1.3978815863666647,2019]
[null,null,null,null,null,null,null,null,null,null,null,null,null,null,1.5132011404286622E-2,1.4409025156925492,2020,"PJM"]
[null,null,null,null,null,null,null,null,null,null,null,null,null,null,null,null,null," "]
[null,null,null,null,null,null,null,null,null,null,null,null,"MISO",null,1.0988342977290863E-4,1.2331892346027122,2012]
[null,null,null,null,null,null,null,null,null,null,null,null,null,null,2.3223920286085219E-4,1.1796866508617065,2013]
[null,null,null,null,null,null,null,null,null,null,null,null,null,null,5.7693916844109544E-4,1.1989533790369495,2014]
[null,null,null,null,null,null,null,null,null,null,null,null,null,null,8.2789563960814123E-4,1.3177028454676003,2015]
[null,null,null,null,null,null,null,null,null,null,null,null,null,null,1.1198248042627451E-3,1.3884243326382422,2016]
[null,null,null,null,null,null,null,null,null,null,null,null,null,null,2.4335810489404435E-3,1.2703599663653347,2017]
[null,null,null,null,null,null,null,null,null,null,null,null,null,null,3.7402616584923877E-3,1.1785455713495174,2018]
[null,null,null,null,null,null,null,null,null,null,null,null,null,null,4.4767106425575385E-3,1.1150385374032528,2019]
[null,null,null,null,null,null,null,null,null,null,null,null,null,null,6.1806794878169341E-3,1.1814058321401935,2020,"MISO"]
[null,null,null,null,null,null,null,null,null,null,null,null,null,null,null,null,null," "]
[null,null,null,null,null,null,null,null,null,null,null,null,"SPP",null,5.7545948813170439E-4,1.5141533597435028,2012]
[null,null,null,null,null,null,null,null,null,null,null,null,null,null,6.5555509917820487E-4,1.6482110541776598,2013]
[null,null,null,null,null,null,null,null,null,null,null,null,null,null,9.1283629576204364E-4,1.6278599756569681,2014]
[null,null,null,null,null,null,null,null,null,null,null,null,null,null,1.0059697055428323E-3,1.652849184462609,2015]
[null,null,null,null,null,null,null,null,null,null,null,null,null,null,1.3208916209768047E-3,1.9144839123287527,2016]
[null,null,null,null,null,null,null,null,null,null,null,null,null,null,3.1074717733141737E-3,1.7542600484484552,2017]
[null,null,null,null,null,null,null,null,null,null,null,null,null,null,3.5014275703667318E-3,1.604496717113556,2018]
[null,null,null,null,null,null,null,null,null,null,null,null,null,null,3.6924164678392578E-3,1.7744382172144713,2019]
[null,null,null,null,null,null,null,null,null,null,null,null,null,null,4.6883845178053553E-3,1.8771434019535129,2020,"SPP"]
[null,null,null,null,null,null,null,null,null,null,null,null,null,null,null,null,null," "]
[null,null,null,null,null,null,null,null,null,null,null,null,"TVA",null,3.1864932653521279E-5,0.93955903690459741,2012]
[null,null,null,null,null,null,null,null,null,null,null,null,null,null,1.0033138008363297E-4,1.3472938135167134,2013]
[null,null,null,null,null,null,null,null,null,null,null,null,null,null,1.366483674825768E-4,1.2484070737781101,2014]
[null,null,null,null,null,null,null,null,null,null,null,null,null,null,4.1128436193309552E-4,0.99788002394287956,2015]
[null,null,null,null,null,null,null,null,null,null,null,null,null,null,5.8568850536746468E-4,1.2214239487674303,2016]
[null,null,null,null,null,null,null,null,null,null,null,null,null,null,1.3370004852975759E-3,1.5410027009831537,2017]
[null,null,null,null,null,null,null,null,null,null,null,null,null,null,1.8010433269741242E-3,1.2927210908293465,2018]
[null,null,null,null,null,null,null,null,null,null,null,null,null,null,2.908649567503726E-3,1.3605007126761961,2019]
[null,null,null,null,null,null,null,null,null,null,null,null,null,null,2.9232771968799808E-3,1.2780882013918327,2020,"TVA"]
[null,null,null,null,null,null,null,null,null,null,null,null,null,null,null,null,null," "]

{"sheet":"Value Difference vs. Flat Block","index":38,"n_rows":80,"n_cols":17,"rows_kept":80,"cut":false,"hidden":false,"merged":[[24,13,24,14],[24,1,24,2],[24,3,24,4],[24,5,24,6],[24,7,24,8],[24,9,24,10],[24,11,24,12]]}
["Cause of value differences between solar and flat block in 2020"]
[]
[]
[]
[]
[]
[]
[]
[]
[]
[]
[]
[]
[]
[]
[]
[]
[]
[]
["Sources: Berkeley Lab, ABB, ISOs",null,null,null,null,null,null,"Sources: Berkeley Lab, ABB, ISOs"]
["Notes: Solar value factor describes the market value of solar in proportion to that of a generalized flat-block, i.e., 24x7 average price across all pricing nodes in region."]
["For more details on methodology see Berkeley Lab publication \"Mills et al, 2021, Solar-to-Grid\" https://emp.lbl.gov/renewable-grid-insights"]
[]
["Regional average market value of solar in 2020 relative to a generalized flat block of power"]
[null,"CAISO",null,"ERCOT",null,"ISO-NE",null,"MISO",null,"NYISO",null,"PJM",null,"SPP"]
[null,"value factor","penetration","value factor","penetration","value factor","penetration","value factor","penetration","value factor","penetration","value factor","penetration","value factor","penetration"]
[2012,1.3545328422793603,1.6001595406519492E-2,1.2838289545134374,5.2325171376093335E-4,1.1600710092393347,2.1444323506582081E-3,1.2331892346027122,1.0988342977290863E-4,1.3284735120334681,1.188669746261141E-3,1.5034139938541244,2.3477248155990955E-3,1.5141533597435028,5.7545948813170439E-4]
[2013,1.2109428544885237,2.9456933380317442E-2,1.2424430628423337,6.936400947692888E-4,1.0647308363739239,4.8384089661027757E-3,1.1796866508617065,2.3223920286085219E-4,1.3490531731297828,1.7093520777992247E-3,1.6351800383109887,3.1292807496364613E-3,1.6482110541776598,6.5555509917820487E-4]
[2014,1.0969154061831501,6.4683831588237303E-2,1.0759835160092741,1.2857590859023924E-3,0.96343247145784738,9.7765510879647636E-3,1.1989533790369495,5.7693916844109544E-4,1.1627370859513422,2.6870409089650277E-3,1.4295273573833278,3.6999668918993992E-3,1.6278599756569681,9.1283629576204364E-4]
[2015,0.97572943651067989,9.5190583654081187E-2,1.2149201533439531,1.6589842973241426E-3,1.0119331359483803,1.4931972237333191E-2,1.3177028454676003,8.2789563960814123E-4,1.2647106460453903,4.6916538613326463E-3,1.3848598667454526,4.5272368769093546E-3,1.652849184462609,1.0059697055428323E-3]
[2016,0.92027297367003469,0.12429310908886346,1.3204149801809297,2.9613693219921852E-3,1.0760502252082678,2.1534206489689806E-2,1.3884243326382422,1.1198248042627451E-3,1.3578679457061364,7.1657828492096357E-3,1.4290958119095269,6.2894112835657308E-3,1.9144839123287527,1.3208916209768047E-3]
[2017,0.91140061025440489,0.15334944031011399,0.99478918569425867,7.4133616176436639E-3,1.0041580983050828,2.7955207262812216E-2,1.2703599663653347,2.4335810489404435E-3,1.3164441060152681,9.7116828559903005E-3,1.4302110549646305,8.3115436050266948E-3,1.7542600484484552,3.1074717733141737E-3]
[2018,0.73270128228032405,0.17357617729331568,1.2041734248096836,1.0570090375458535E-2,0.99979252686821962,3.3531938779302786E-2,1.1785455713495174,3.7402616584923877E-3,1.249442979595937,1.169153853205309E-2,1.4392866745433259,9.5073226732840868E-3,1.604496717113556,3.5014275703667318E-3]
[2019,0.7009409454311768,0.18958071651507341,1.3059137049335861,1.3928004984057862E-2,0.94857936013585498,4.3356899733409962E-2,1.1150385374032528,4.4767106425575385E-3,1.213766784901575,1.6178857205195948E-2,1.3978815863666647,1.2064096669888195E-2,1.7744382172144713,3.6924164678392578E-3]
[2020,0.70446545555955686,0.21178685294100558,0.95924320529998364,2.7776584696284932E-2,0.93560200500317037,5.2030339872851487E-2,1.1814058321401935,6.1806794878169341E-3,1.1808115815547702,2.214339379152119E-2,1.4409025156925492,1.5132011404286622E-2,1.8771434019535129,4.6883845178053553E-3]
[]
[]
[]
["Regional average market value of solar in 2020 relative to a generalized flat block of power ($/MWh)"]
["Wholsale value (2019$/MWh)","Flat block\n at all nodes","Flat block \nat solar nodes","Flat block\nat solar nodes \n(with curtailment)","Solar profile\n at solar nodes"]
["energy value",22.422949919106799,25.083655941019508,24.526464601893949,21.642444782267809]
["capacity value",4.2153448553596471,5.2459001956283791,5.2459001956283791,5.6546194211270624]
["total value",26.638294774466136,30.329556136647891,29.772364797522329,27.297064203394871,{"$f":"E43/B43","v":1.0247301651440615}]
[]
[]
["Regional average market value in 2020 relative to a generalized flat block (percentage changes)"]
[null,null,"Flat block at all nodes","Flat block \nat solar nodes","Flat block at solar nodes (with curtailment)","Solar profile at solar nodes"]
["CAISO","energy value",28.725054634875601,27.99895723775759,27.215646731010708,20.921325793679991]
[null,"capacity value",6.6165755919859031,6.616575591985427,6.616575591985427,3.9756318443030203]
[null,"total value",35.341630226860957,34.615532829743017,33.832222322996138,24.896957637983007]
["ERCOT","energy value",24.650882499568066,26.414912728266877,24.967572266197479,23.646191542358945]
[null,"capacity value",null,0,0,0]
[null,"total value",24.650882499568066,26.414912728266877,24.967572266197479,23.646191542358945]
["ISO-NE","energy value",23.158882480954855,23.402122635657982,23.402122635657982,21.452558547161352]
[null,"capacity value",8.222791438979911,8.2227914389799643,8.2227914389799643,7.9081984926853766]
[null,"total value",31.38167391993483,31.624914074637953,31.624914074637953,29.360757039846728]
["MISO","energy value",19.689708003248157,19.729935192905703,19.729935192905703,22.332620091209019]
[null,"capacity value",0.88988579736113904,0.81794672607372076,0.81794672607372076,1.9802320479069329]
[null,"total value",20.57959380060927,20.547881918979424,20.547881918979424,24.312852139115961]
["NYISO","energy value",20.813844988667327,21.671764801084649,21.671764801084649,22.607800121057419]
[null,"capacity value",6.4485257590369036,3.9165486588886043,3.9165486588886043,9.5839229984716887]
[null,"total value",27.262370747704203,25.588313459973254,25.588313459973254,32.191723119529101]
["PJM","energy value",20.503169143713009,20.156511106491724,20.156511106491724,21.731240338782566]
[null,"capacity value",4.6045989183861069,5.0595133666626024,5.0595133666626024,14.44660582532042]
[null,"total value",25.10776806209865,25.216024473154327,25.216024473154327,36.177846164102988]
["SPP","energy value",17.588852965022479,18.816263960156402,18.816263960156402,24.486855781994262]
[null,"capacity value",9.4715761147530433,9.4715761147540967,9.4715761147540967,26.309450119139658]
[null,"total value",27.06042907977675,28.287840074910498,28.287840074910498,50.796305901133898]
[]
[]
["Regional average market value in 2020 relative to a generalized flat block (percentage changes)"]
[]
[null,"Flat block","Flat block","Location","Curtailment","Profile","Total change","Solar value"]
["CAISO",35.341630226860957,1,-2.0545101979084105E-2,-2.2163960794076051E-2,-0.25282548166728303,-0.29553454444044319,24.896957637983007]
["ISO-NE",31.38167391993483,1,7.7510254973558934E-3,0,-7.2149020494185506E-2,-6.4397994996829619E-2,29.360757039846728]
["ERCOT",24.650882499568066,1,7.1560530489312921E-2,-5.871353539147163E-2,-5.3603789797857619E-2,-4.0756794700016322E-2,23.646191542358945]
["MISO",20.57959380060927,1,-1.5409381709422863E-3,0,0.18294677031113571,0.18140583214019343,24.312852139115961,null,"NYISO",27.262370747704203,1,-6.1405418597791021E-2,0,0.24221700015256115,0.18081158155477012,32.191723119529101]
["NYISO",27.262370747704203,1,-6.1405418597791021E-2,0,0.24221700015256115,0.18081158155477012,32.191723119529101,null,"MISO",20.57959380060927,1,-1.5409381709422863E-3,0,0.18294677031113571,0.18140583214019343,24.312852139115961]
["PJM",25.10776806209865,1,4.3116700292884858E-3,0,0.43659084566326078,0.44090251569254929,36.177846164102988]
["SPP",27.06042907977675,1,4.5358149773428308E-2,0,0.8317852521800847,0.87714340195351292,50.796305901133898]

{"sheet":"All Capacity in Queues","index":39,"n_rows":81,"n_cols":8,"rows_kept":81,"cut":false,"hidden":false,"merged":[[74,0,80,0],[26,0,32,0],[34,0,40,0],[42,0,48,0],[50,0,56,0],[58,0,64,0],[66,0,72,0]]}
["Generation capacity in 42 selected interconnection queues from 2014 to 2020, by resource type"]
[]
[]
[]
[]
[]
[]
[]
[]
[]
[]
[]
[]
[]
[]
[]
[]
[]
[]
[]
[]
["Source: Berkeley Lab review of interconnection queues"]
[]
[]
[null,null,null,"Standalone","Hybrid","Standalone","Hybrid","Total"]
[null,null,null,"Prior","Prior","New","New","GW"]
["Solar",null,2014,25.052419999999998,0,19.511699999999998,0,44.564119999999996]
[null,"   2014-",2015,33.055120000000009,0,23.763491999999999,0,56.818612000000009]
[null,null,2016,36.977478000000005,0,83.332539199999999,0,120.3100172]
[null,null,2017,83.578314000762916,0,104.93103424954224,0,188.50934825030515]
[null,"   2020",2018,138.19843750059999,11.556250000000006,115.5446449976,17.666709999999998,282.96604249820001]
[null,null,2019,155.78379600068658,43.000118000000008,109.78472499961853,58.583096399999995,367.15173540030509]
[null,null,2020,195.5608,95.964299999999994,107.61532740000001,63.304299999999998,462.44472740000003]
[" "]
["Wind",null,2014,66.673449999999988,0,29.202450000000002,0,95.875899999999987]
[null,"   2014-",2015,65.027284999999992,0,44.562560000000005,0,109.589845]
[null,null,2016,74.751289999999997,0,66.924159999999986,0,141.67544999999998]
[null,null,2017,98.726169967241304,0,81.44831500324247,0,180.17448497048377]
[null,"   2020",2018,138.14305501430002,2.1899899951999999,91.001744948899983,0.82840001220000004,232.1631899706]
[null,null,2019,158.94881399866483,2.3704999999999998,55.640009999999997,8.5428999999999995,225.50222399866482]
[null,null,2020,151.4145,2.952,44.495299999999993,10.277000000000001,209.1388]
[" "]
["Storage",null,2014,0,null,0,null,0]
[null,"   2014-",2015,1.7607400000000002,null,5.5423999999999998,null,7.30314]
[null,null,2016,5.1003499999999997,null,6.6378149999999989,null,11.738164999999999]
[null,null,2017,10.055929998245242,null,8.8264249991607659,null,18.882354997406008]
[null,"   2020",2018,9.4100300000000026,null,19.623394304529995,null,29.033424304529998]
[null,null,2019,18.066953000000005,null,37.336365999999991,null,55.403318999999996]
[null,null,2020,41.739350000000002,67.131879999999995,50.997,44.598509999999997,204.46673999999999]
[" "]
["Gas",null,2014,79.966379999999987,0,65.174700000000001,0,145.14107999999999]
[null,"   2014-",2015,105.119612,0,58.229665999999995,0,163.349278]
[null,null,2016,93.619381999999987,0,39.756319000000005,0,133.37570099999999]
[null,null,2017,74.770107979254732,0,36.100360000000002,0,110.87046797925473]
[null,"   2020",2018,58.247327004509998,0.10580000000000001,27.420940002399998,0.23845,86.012517006910002]
[null,null,2019,48.279304003906262,0.3488,28.447029998817445,0.13150000000000001,77.206634002723703]
[null,null,2020,48.037900000000008,1.2210000000000001,21.790800000000004,2.9719999999999978,74.021699999999996]
[" "]
["Nuclear",null,2014,5.7579999999999991,null,4.2050000000000001,null,9.9629999999999992]
[null,"   2014-",2015,9.5540000000000003,null,0,null,9.5540000000000003]
[null,null,2016,1.4079999999999999,null,0.95220000000000005,null,2.3601999999999999]
[null,null,2017,0.74419999999999997,null,8.0599999999999991E-2,null,0.82479999999999998]
[null,"   2020",2018,0.58479999999999999,null,0.64510000000000001,null,1.2299]
[null,null,2019,3.2835000000000001,null,0.05,null,3.3334999999999999]
[null,null,2020,3.2823000000000002,0,0.1,0,3.3823000000000003]
[" "]
["Coal",null,2014,1.7830000000000001,null,1.8368,null,3.6198000000000001]
[null,"   2014-",2015,3.169,null,0.49199999999999999,null,3.661]
[null,null,2016,0.84499999999999997,null,0.03,null,0.875]
[null,null,2017,0.17899999999999999,null,1.4E-2,null,0.193]
[null,"   2020",2018,8.2999999999999963E-2,null,0.73599999999999999,null,0.81899999999999995]
[null,null,2019,3.9000000000000007E-2,null,1.0999999999999999E-2,null,0.05]
[null,null,2020,0.13069999999999998,0,0,0,0.13069999999999998]
[" "]
["Other",null,2014,18.349089999999997,null,7.0572999999999997,null,25.406389999999995]
[null,"   2014-",2015,9.3648859999999985,null,3.796967,null,13.161852999999999]
[null,null,2016,6.0331399999999995,null,4.4390900000000002,null,10.47223]
[null,null,2017,3.9890000014305107,null,2.2444600000000001,null,6.2334600014305108]
[null,"   2020",2018,3.6219840007000004,null,2.9674510000199996,null,6.58943500072]
[null,null,2019,4.1022789999046321,null,0.54540100000000002,null,4.6476799999046321]
[null,null,2020,5.41296,6.7199999999999996E-2,0.80330000000000001,1.629229,7.9126890000000003]

{"sheet":"Solar GW in Queues by Region","index":40,"n_rows":97,"n_cols":8,"rows_kept":97,"cut":false,"hidden":false,"merged":[[74,0,80,0],[82,0,88,0],[90,0,96,0],[26,0,32,0],[34,0,40,0],[42,0,48,0],[50,0,56,0],[58,0,64,0],[66,0,72,0]]}
["Solar generation capacity in 42 selected interconnection queues from 2014 to 2020, by region"]
[]
[]
[]
[]
[]
[]
[]
[]
[]
[]
[]
[]
[]
[]
[]
[]
[]
[]
[]
[]
["Source: Berkeley Lab review of interconnection queues"]
[]
[]
[null,null,null,"Standalone","Hybrid","Standalone","Hybrid","Total"]
[null,null,null,"Prior","Prior","New","New","GW"]
["PJM",null,2014,0.87009999999999987,0,1.5619000000000001,0,{"$f":"SUM(D27:G27)","v":2.4319999999999999}]
[null,null,2015,1.7731500000000002,0,1.6970999999999998,0,3.4702500000000001]
[null," 2014-",2016,1.7650999999999968,0,12.945899999999998,0,14.710999999999995]
[null,null,2017,8.5553399999999957,0,10.153445,0,18.708784999999995]
[null,null,2018,13.897735000000004,0.10000000000000009,14.028460000000003,2.3289,30.355095000000009]
[null,"20",2019,22.312595000000034,1.9577999999999998,24.613499999999991,7.9233000000000002,{"$f":"SUM(D32:G32)","v":56.807195000000021}]
[null,null,2020,37.407849999999996,9.3810000000000002,34.487569999999998,7.8466999999999913,89.12312]
[" "]
["West \n(non-ISO) ",null,2014,9.8278999999999979,0,4.4916999999999998,0,{"$f":"SUM(D35:G35)","v":14.319599999999998}]
[null,null,2015,10.299060000000001,0,4.4292319999999998,0,14.728292]
[null," 2014-",2016,5.6327300000000022,0,19.095647,0,24.728377000000002]
[null,null,2017,20.801429999999996,0,24.722404250000004,0,45.52383425]
[null,null,2018,37.323746,0,36.558958000000004,0,73.882704000000004]
[null,"20",2019,26.839759999999995,18.268000000000004,10.670249999999999,19.2895,{"$f":"SUM(D40:G40)","v":75.067509999999999}]
[null,null,2020,23.302890000000001,35.447900000000004,5.7110499999999993,23.263000000000005,87.724840000000015]
[" "]
[" ERCOT  ",null,2014,2.0469999999999997,0,4.3780000000000001,0,{"$f":"SUM(D43:G43)","v":6.4249999999999998}]
[null,null,2015,6.1260000000000003,0,2.383,0,8.5090000000000003]
[null," 2014-",2016,8.7430000000000003,0,4.9809999999999999,0,13.724]
[null,null,2017,13.290000000000001,0,10.833,0,24.123000000000001]
[null,null,2018,24.151429999999991,0.40200000000000014,9.180100000000003,2.6619000000000002,36.395429999999998]
[null,"20",2019,22.298059999999978,2.8961000000000006,24.183510000000005,4.1540599999999994,{"$f":"SUM(D48:G48)","v":53.531729999999982}]
[null,null,2020,37.166199999999996,9.6300000000000026,14.500999999999999,3.8119999999999994,65.109200000000001]
[" "]
["MISO",null,2014,6.0000000000000053E-2,0,1.3184,0,{"$f":"SUM(D51:G51)","v":1.3784000000000001}]
[null,null,2015,0.91402999999999968,0,1.57542,0,2.4894499999999997]
[null," 2014-",2016,1.4083099999999975,0,7.7725,0,9.1808099999999975]
[null,null,2017,3.8923500000000004,0,11.070209999999999,0,14.96256]
[null,null,2018,12.02026,0.34999999999999987,20.562370000000001,1.45,34.382630000000006]
[null,"20",2019,18.703589999999984,2.1499999999999995,23.186160000000001,6.3867000000000003,{"$f":"SUM(D56:G56)","v":50.426449999999981}]
[null,null,2020,28.116799999999998,6.9570000000000078,24.53,4.4869999999999983,64.090800000000002]
[" "]
["Southeast\n(non-ISO) ",null,2014,1.2074999999999996,0,3.423,0,{"$f":"SUM(D59:G59)","v":4.6304999999999996}]
[null,null,2015,2.3336000000000001,0,3.68066,0,6.0142600000000002]
[null," 2014-",2016,2.1774079999999998,0,19.007974999999998,0,21.185382999999998]
[null,null,2017,12.224055000000003,0,21.304395000000003,0,33.528450000000007]
[null,null,2018,17.278890000000001,0,22.081165000000002,0,39.360055000000003]
[null,"20",2019,26.693904000000011,0.43800000000000017,17.630279999999999,2.2456199999999997,{"$f":"SUM(D64:G64)","v":47.007804000000007}]
[null,null,2020,33.488340000000001,2.1340000000000003,16.016907400000001,5.4480000000000004,57.087247400000003]
[" "]
[" CAISO    ",null,2014,11.008920000000002,0,3.0139999999999998,0,{"$f":"SUM(D67:G67)","v":14.022920000000001}]
[null,null,2015,11.213880000000005,0,7.9109999999999996,0,19.124880000000005]
[null," 2014-",2016,15.492759999999997,0,16.055917200000003,0,31.5486772]
[null,null,2017,21.104638999999999,0,10.5703,0,31.674938999999998]
[null,null,2018,17.161721499999992,8.5340499999999988,2.577,9.0599100000000004,37.332681499999993]
[null,"20",2019,13.861140000000002,12.471318000000004,0.78807500000000008,16.743916400000003,{"$f":"SUM(D72:G72)","v":43.864449400000012}]
[null,null,2020,5.41,25.800999999999998,5.0000000000000001E-3,16.091000000000001,47.307000000000002]
[]
["SPP",null,2014,2.5000000000000133E-2,0,1.1144000000000001,0,{"$f":"SUM(D75:G75)","v":1.1394000000000002}]
[null,null,2015,0.36040000000000005,0,1.5380799999999999,0,1.8984799999999999]
[null," 2014-",2016,1.2791999999999972,0,2.4945999999999997,0,3.7737999999999969]
[null,null,2017,2.4672999999999998,0,14.579999999999989,0,17.047299999999989]
[null,null,2018,13.696074999999999,2.1701999999999999,7.2839919999999996,2.1560000000000001,25.306266999999998]
[null,"20",2019,19.390166999999995,4.9269000000000016,2.8817999999999997,1.47,{"$f":"SUM(D80:G80)","v":28.668866999999992}]
[null,null,2020,20.055799999999998,6.1080000000000005,7.7949999999999999,1.798,35.756799999999998]
[" "]
["NYISO ",null,2014,0,0,0.21030000000000001,0,{"$f":"SUM(D83:G83)","v":0.21030000000000001}]
[null,null,2015,2.4999999999999994E-2,0,0.128,0,0.153]
[null," 2014-",2016,0.15300000000000002,0,0.59,0,0.74299999999999999]
[null,null,2017,0.59899999999999998,0,1.3748000000000002,0,1.9738000000000002]
[null,null,2018,1.5698000000000003,0,2.5867,0.01,4.1665000000000001]
[null,"20",2019,4.3372999999999982,0.17700000000000005,5.1922499999999987,0.37,{"$f":"SUM(D88:G88)","v":10.076549999999996}]
[null,null,2020,8.2460000000000004,0.49000000000000021,3.4329999999999998,0.10000000000000009,12.269]
[" "]
[{"$f":"\" ISO\"&\"-\"&\"NE\"","v":" ISO-NE"},null,2014,6.0000000000000001E-3,0,0,0,{"$f":"SUM(D91:G91)","v":6.0000000000000001E-3}]
[null,null,2015,1.0000000000000009E-2,0,0.42099999999999999,0,0.43099999999999999]
[null," 2014-",2016,0.32596999999999987,0,0.38900000000000001,0,0.71496999999999988]
[null,null,2017,0.64420000076293937,0,0.32247999954223633,0,0.96668000030517565]
[null,null,2018,1.0987800005999999,0,0.68589999759999998,0,1.7846799981999999]
[null,"20",2019,1.0622800006866455,0,0.63889999961853028,0,{"$f":"SUM(D96:G96)","v":1.7011800003051758}]
[null,null,2020,2.3668999999999998,1.5400000000000524E-2,1.1357999999999997,0.45860000000000012,3.9767000000000001]

{"sheet":"All Hybrid Capacity in Queues","index":41,"n_rows":56,"n_cols":19,"rows_kept":56,"cut":false,"hidden":false,"merged":[[4,12,6,12],[4,13,5,16],[44,1,44,3],[44,5,44,9]]}
["Hybrid / co-located capacity within 42 selected interconnection queues at end of 2020"]
[]
[]
[]
[null,null,null,null,null,null,null,null,null,null,null,null,"Region","% of Proposed Capacity Hybridizing in Each Region"]
[]
[null,null,null,null,null,null,null,null,null,null,null,null,null,"Solar","Wind","Natural Gas","Battery"]
[null,null,null,null,null,null,null,null,null,null,null,null,"CAISO",{"$f":"H32/(H32+M32)","v":0.8855349102669795},{"$f":"G32/(G32+L32)","v":0.37317203773954888},{"$f":"I32/(I32+N32)","v":0},0.64266781411359719]
[null,null,null,null,null,null,null,null,null,null,null,null,"ERCOT",0.20645315869339512,5.717873271343963E-2,0.3353596757852077,0.37410921130609825]
[null,null,null,null,null,null,null,null,null,null,null,null,"SPP",0.22110479684982995,3.5386643119070506E-2,0.32559908710536328,0.38430151401267049]
[null,null,null,null,null,null,null,null,null,null,null,null,"MISO",0.17855916917872766,5.1747197690217392E-2,{"$f":"I35/(I35+N35)","v":0},"n/a"]
[null,null,null,null,null,null,null,null,null,null,null,null,"PJM",0.19330225422987887,1.3137682916969845E-2,1.3184047302763655E-2,"n/a"]
[null,null,null,null,null,null,null,null,null,null,null,null,"NYISO",4.8088678783926968E-2,3.0086386654751265E-3,6.4947519846555488E-2,{"$f":"J37/(J37+O37)","v":2.3256823013841282E-2}]
[null,null,null,null,null,null,null,null,null,null,null,null,"ISO-NE",0.11919430683732744,0,0,"n/a"]
[null,null,null,null,null,null,null,null,null,null,null,null,"West (non-ISO)",0.66926197870523341,0.12648097198271308,5.8536585365853662E-2,"n/a"]
[null,null,null,null,null,null,null,null,null,null,null,null,"Southeast (non-ISO)",0.13281424486203136,0,5.3585098239346774E-3,"n/a"]
[null,null,null,null,null,null,null,null,null,null,null,null,"TOTAL",0.34440571284727212,6.3254636322419719E-2,5.6643002370932775E-2,"n/a"]
[]
[]
[]
[]
["Notes: (1) Hybrid plants involving multiple generator types (e.g., wind+PV+storage, or just wind+PV) show up in all generator categories, presuming the capacity is known"]
["for each generator type. (2) Hybrid storage capacity is estimated using storage:generator ratios from projects that provide separate capacity data"]
["Source: Berkeley Lab review of interconnection queues"]
[]
[]
["Total capacity in 42 queues at end of 2020",null,null,null,null,"Total capacity in queues at end of 2020, by region"]
[null,null,null,null,null,null,"Hybrid","Hybrid","Hybrid ","Hybrid ","Hybrid","Standalone","Standalone","Standalone","Standalone","Standalone","Standalone","Standalone","Standalone"]
[null,null,null,null,null,null,"Wind","Solar","Nat. Gas","Storage*","Other","Wind","Solar","Nat. Gas","Battery","Other Storage","Coal","Nuclear","Other"]
[null,"Hybrid","Standalone","Hybrid",null,null,"Capacity (MW)","Capacity (MW)","Capacity (MW)","Capacity (MW)","Capacity (MW)","Capacity (MW)","Capacity (MW)","Capacity (MW)","Capacity (MW)","Capacity (MW)","Capacity (MW)","Capacity (MW)","Capacity (MW)"]
[null,"GW","GW","%",null,null,"end of 2020","end of 2020","end of 2020","end of 2020","end of 2020","end of 2020","end of 2020","end of 2020","end of 2020","end of 2020","end of 2020","end of 2020","end of 2020"]
["Solar",159.30000000000001,303.2,{"$f":"B32/(B32+C32)","v":0.34443243243243243},null,"CAISO",4948,41892,0,37339,1032,8311.2999999999993,5415,780,20761,1951,0,0,5]
["Wind",13.228999999999999,195.9,{"$f":"B33/(B33+C33)","v":6.3257606549067785E-2},null,"ERCOT",1000,13442,1655,7638.3,0,16489.02,51667.199999999997,3280,12779,0,0,0,200]
["Storage",111.7,92.7,{"$f":"B34/(B34+C34)","v":0.54647749510763211},null,"SPP",1627,7906,1712,3579,0,44350.8,27850.799999999999,3546,5734,0,0,0,0]
["Natural Gas",4.1929999999999996,69.828699999999998,{"$f":"B35/(B35+C35)","v":5.6645551237002122E-2},null,"MISO",975,11444,0,2673.9349999999999,50,17866.599999999999,52646.8,5035,2536,0,0,0,191]
["Other",1.696429,9.7289999999999992,{"$f":"B36/(B36+C36)","v":0.14847836348201893},null,"PJM",390,17227.7,132,8046.0159999999996,0,29295.599999999999,71895.42,9880.1,14898.25,0,11,145.30000000000001,844.5]
[null,null,null,null,null,"NYISO",101,590,243.8,268,0,33469,11679,3510,11255.5,633,0,0,117]
["*Note: Hybrid storage capacity is estimated using",null,null,null,null,"ISO-NE",0,474,0,237,0,15132.8,3502.7,957.6,3635,10,0,37,94]
["storage:generator ratios from projects that provide",null,null,null,null,"West (non-ISO)",4188,58710.9,240,45459.839999999997,597.20000000000005,28923.7,29013.94,3860,14641.6,1000,0,600,4649.1899999999996]
["separate capacity data",null,null,null,null,"Southeast (non-ISO)",0,7582,210,6489.3,17.2,2071,49505.25,38980,2902,0,119.7,2600,115.57]
[null,null,null,null,null,"TOTAL",{"$f":"SUM(G32:G40)","v":13229},159268.6,4192.8,111730.391,1696.4,195909.82,303176.11,69828.7,89142.35,3594,130.69999999999999,3382.3,6216.2599999999993]
[null,null,null,null,null,"*Note: Hybrid storage capacity is estimated using storage:generator ratios from projects that provide separate capacity data"]
[]
["Wind and solar hybrid / co-located capacity in queues at end of 2020, by configuration"]
[null,"Wind Capacity in Hybrids (MW)",null,null,null,"Solar Capacity in Hybrids (MW)"]
[null,"Wind+\nStorage","Wind+\nSolar","Wind+\nSolar+\nStorage",null,"Solar+\nStorage","Solar+\nWind","Solar+\nWind+\nStorage","Solar+\nHydro","Solar+\nNat. Gas"]
["CAISO",4327,621,0,null,41275,617,0,0,0]
["ERCOT",1000,0,0,null,13050,392,0,0,0]
["SPP",620,1007,0,null,7906,0,0,0,0]
["MISO",0,810,165,null,9593,1287,364,200,0]
["PJM",390,0,0,null,17227.7,0,0,0,0]
["NYISO",101,0,0,null,590,0,0,0,0]
["ISO-NE",0,0,0,null,474,0,0,0,0]
["West (non-ISO)",500,1988,1700,null,57784.9,260,566,0,100]
["Southeast (non-ISO)",0,0,0,null,7582,0,0,0,0]
["Total",{"$f":"SUM(B47:B55)","v":6938},{"$f":"SUM(C47:C55)","v":4426},{"$f":"SUM(D47:D55)","v":1865},null,{"$f":"SUM(F47:F55)","v":155482.6},{"$f":"SUM(G47:G55)","v":2556},{"$f":"SUM(H47:H55)","v":930},{"$f":"SUM(I47:I55)","v":200},{"$f":"SUM(J47:J55)","v":100}]

{"sheet":"Gen+Storage Hybrids in Queues","index":42,"n_rows":54,"n_cols":26,"rows_kept":54,"cut":false,"hidden":false,"merged":[[23,11,25,11],[23,12,23,19],[23,21,23,25],[24,6,24,7],[24,8,24,9],[24,12,24,15],[24,16,24,19],[24,21,24,25]]}
["Generator+storage hybrid / co-located projects and standalone storage in interconnection queues: wind+storage, PV+storage, standalone storage"]
[]
[]
[]
[]
[]
[]
[]
[]
[]
[]
[]
[]
[]
[]
[]
[]
[]
[]
[]
[]
["Source: Berkeley Lab review of interconnection queues"]
[]
[null,null,null,null,null,null,null,null,null,null,null,"Region","Storage:Generation Capacity Ratio",null,null,null,null,null,null,null,null,"CAISO Generator+Storage Hybrids: "]
[null,"Wind+Storage","Solar+Storage","Standalone Storage",null,null,"Wind+Storage",null,"Solar+Storage",null,null,null,"Wind+Storage",null,null,null,"Solar+Storage",null,null,null,null,"Total Capacity as Percentage of POI Limit"]
["Region","MW, end of 2020","MW, end of 2020","MW, end of 2020",null,null,"Wind","Storage","Solar","Storage",null,null,"n","p25","median","p75","n","p25","median","p75",null,null,"Solar+Storage","Wind+Storage","Solar Only","Wind Only"]
["CAISO",4327,41275,22712,null,"CAISO",4327,1779,41275,35344,null,"CAISO",9,0.62886600000000004,0.98550720000000003,0.99514559999999996,150,0.5346535,0.98508370000000001,1,null,"p25",1.53,1.1100000000000001,1,0.64800000000000002]
["ERCOT",1000,13050,12779,null,"ERCOT",1000,392,12520,6209,null,"ERCOT",5,0.23666670000000001,0.28857139999999998,0.34857139999999998,49,0.24875620000000001,0.3990148,0.66887410000000003,null,"median",2,1.26,1.0125,1.036]
["SPP",620,7906,5734,null,"SPP",620,144.1,7906,3435,null,"MISO",0,".",".",".",28,0.2,0.25,0.5,null,"p75",2.0299999999999998,2.06,1.0294266666666667,1.036]
["MISO",0,9593,2536,null,"MISO",0,0,6038,1238,null,"NYISO",1,0.05,0.05,0.05,4,8.7037000000000003E-2,0.15,0.35,null,"n",159,9,159,9]
["PJM",390,17227.7,14898.25,null,"PJM",390,49,2219,737.4,null,"PJM",2,9.0909100000000007E-2,0.1307487,0.1705882,11,0.2254902,0.32,0.68539329999999998]
["NYISO",101,590,11888.5,null,"NYISO",101,5,590,134,null,"SPP",3,0.08,0.28461540000000002,0.45454549999999999,38,0.25742579999999998,0.40270270000000002,0.625]
["ISO-NE",0,474,3645,null,"Southeast (non-ISO)",0,0,2357,2113,null,"Southeast (non-ISO)",0,".",".",".",16,0.46732950000000001,1,1.0649139999999999]
["Southeast (non-ISO)",0,7582,2902,null,"West (non-ISO)",500,250,29421,21454,null,"West (non-ISO)",1,0.5,0.5,0.5,103,0.5,0.8,1,null,"Data for figure:"]
["West (non-ISO)",500,57784.9,15641.6,null,"Combined",6938,2619.1,102326,70664.399999999994,null,"Combined",20,0.20344390000000001,0.34857139999999998,0.98550000000000004,{"$f":"SUM(Q27:Q34)","v":399},0.4289694,0.66242040000000002,1,null,null,"Solar+Storage","Wind+Storage","Solar Portion Only","Wind Portion Only"]
["TOTAL",{"$f":"SUM(B27:B35)","v":6938},{"$f":"SUM(C27:C35)","v":155482.6},{"$f":"SUM(D27:D35)","v":92736.35},null,"*Note: This table only includes values for projects",null,null,null,null,null,null,null,null,null,null,null,null,null,null,null,"p0-p25",1.53,1.1100000000000001,1,0.64800000000000002]
[null,null,null,null,null,"containing capacity data for both generator and storage.",null,null,null,null,null,"Data for Figure:",null,null,null,null,null,null,null,null,null,"25-50th percentile",{"$f":"W28-W27","v":0.47},{"$f":"X28-X27","v":0.14999999999999991},1.2499999999999956E-2,0.38800000000000001]
[null,null,null,null,null,null,null,null,null,null,null,null,null,"p0-p25","25-50th percentile","50-75th percentile","median",null,null,null,null,"50-75th percentile",{"$f":"W29-W28","v":2.9999999999999805E-2},0.8,1.6926666666666756E-2,0]
[null,null,null,null,null,null,null,null,null,null,null,"CAISO","Wind+",0.62886600000000004,0.35664119999999999,9.6383999999999359E-3,{"$f":"N39+O39","v":0.98550720000000003},null,null,null,null,"median",{"$f":"SUM(W36:W37)","v":2},{"$f":"SUM(X36:X37)","v":1.26},{"$f":"SUM(Y36:Y37)","v":1.0125},{"$f":"SUM(Z36:Z37)","v":1.036}]
[null,null,null,null,null,null,null,null,null,null,null,null,"Solar+",0.5346535,0.4504302,1.4916299999999993E-2,{"$f":"N40+O40","v":0.98508370000000001}]
[null,null,null,null,null,null,null,null,null,null,null,"ERCOT","Wind+",0.23666670000000001,5.190469999999997E-2,0.06,0.28857139999999998]
[null,null,null,null,null,null,null,null,null,null,null,null,"Solar+",0.24875620000000001,0.15025859999999999,0.26985930000000002,0.3990148]
[null,null,null,null,null,null,null,null,null,null,null,"MISO","Wind+"]
[null,null,null,null,null,null,null,null,null,null,null,null,"Solar+",0.2,4.9999999999999989E-2,0.25,0.25]
[null,null,null,null,null,null,null,null,null,null,null,"NYISO","Wind+"]
[null,null,null,null,null,null,null,null,null,null,null,null,"Solar+",8.7037000000000003E-2,6.2962999999999991E-2,0.19999999999999998,0.15]
[null,null,null,null,null,null,null,null,null,null,null,"PJM","Wind+",9.0909100000000007E-2,3.9839599999999989E-2,3.98395E-2,0.1307487]
[null,null,null,null,null,null,null,null,null,null,null,null,"Solar+",0.2254902,9.4509800000000005E-2,0.36539329999999998,0.32]
[null,null,null,null,null,null,null,null,null,null,null,"SPP","Wind+",0.08,0.2046154,0.16993009999999997,0.28461540000000002]
[null,null,null,null,null,null,null,null,null,null,null,null,"Solar+",0.25742579999999998,0.14527690000000004,0.22229729999999998,0.40270270000000002]
[null,null,null,null,null,null,null,null,null,null,null,"Southeast (non-ISO)","Wind+"]
[null,null,null,null,null,null,null,null,null,null,null,null,"Solar+",0.46732950000000001,0.53267050000000005,6.4913999999999916E-2,1]
[null,null,null,null,null,null,null,null,null,null,null,"West (non-ISO)","Wind+"]
[null,null,null,null,null,null,null,null,null,null,null,null,"Solar+",0.5,0.3,0.2,0.8]

{"sheet":"Individual_Project_Data","index":43,"n_rows":984,"n_cols":40,"rows_kept":984,"cut":false,"hidden":false,"merged":[]}
["EIA ID","Project Name","Solar COD","Solar COD Year","Region","State","Latitude","Longitude","Avg GHI","Solar Tech Main","Solar Tech Sub","Solar Capacity MW-DC","Solar Capacity MW-AC","ILR","Mount","Tracking Type","Tilt","Azimuth","Hybrid?","Storage Tech","Storage COD Year","Storage Capacity MW","Storage Energy MWh","Energy Value 2020$/MWh","Capacity Value 2020$/MWh","Levelized PPA 2020$/MWh","LCOE noITC 2020$/MWh","2008 Capacity Factor","2009 Capacity Factor","2010 Capacity Factor","2011 Capacity Factor","2012 Capacity Factor","2013 Capacity Factor","2014 Capacity Factor","2015 Capacity Factor","2016 Capacity Factor","2017 Capacity Factor","2018 Capacity Factor","2019 Capacity Factor","2020 Capacity Factor"]
[10439,"Solar Energy Generating Systems (SEGS) III","1986-12-31",1986,"CAISO","CA",35.006210000000003,-117.55562999999999,5.9509810502000002,"CSP","Trough",null,34.200000000000003,null,"Tracking","Single Axis","Tracking",180,"PV+Fossil",null,null,null,null,"","",null,null,0.22972389991371869,0.21018919063259361,0.2003691687361478,0.20477849875831125,0.18932948263189847,0.18967128628267774,0.18160364762743994,0.17381305241795506,0.15505997081349393,0.14725026035408154,0.14636238617853611,0.12764693316243422]
[10440,"Solar Energy Generating Systems (SEGS) IV","1986-12-31",1986,"CAISO","CA",35.012931000000002,-117.55535,5.9509810502000002,"CSP","Trough",null,34.200000000000003,null,"Tracking","Single Axis","Tracking",180,"PV+Fossil",null,null,null,null,"","",null,null,0.23080907338169343,0.21216521135410821,0.2105663702635584,0.19254185692541853,0.20776078782262269,0.19465473043338938,0.18131659056316587,0.17729779166332876,0.16322207309408918,0.14413602499399181,0.14822158135063684,0.13974004646318991]
[10441,"Solar Energy Generating Systems (SEGS) V","1987-10-31",1987,"CAISO","CA",35.020370999999997,-117.55556,5.9509810502000002,"CSP","Trough",null,34.200000000000003,null,"Tracking","Single Axis","Tracking",180,"PV+Fossil",null,null,null,null,"","",null,null,0.23073584081636997,0.19967155331250497,0.18133995567304864,0.20177775107479501,0.20930200044738437,0.19278885951560787,0.1881024860476915,0.17572565355550213,0.16691033138401556,0.1466461053699698,0.15815842879649653,0.13826804454057515]
[10442,"Solar Energy Generating Systems (SEGS) VI","1988-12-31",1988,"CAISO","CA",35.021811,-117.56603,5.9509810502000002,"CSP","Trough",null,35,null,"Tracking","Single Axis","Tracking",180,"PV+Fossil",null,null,null,null,"","",null,null,0.21843611761644549,0.20466405740378343,0.20735812133072407,0.19349967384213959,0.18241608118657299,0.17136007827788649,0.16486301369863013,0.15308871493803,0.13310889929742389,0.11865622961513372,0.11174820613176778]
[10443,"Solar Energy Generating Systems (SEGS) VII","1988-12-31",1988,"CAISO","CA",35.015061000000003,-117.56565000000001,5.9509810502000002,"CSP","Trough",null,35,null,"Tracking","Single Axis","Tracking",180,"PV+Fossil",null,null,null,null,"","",null,null,0.21202511059068435,0.19227005870841488,0.19189823874755382,0.18714285714285714,0.17612217017954723,0.15715264187866929,0.15251793868232225,0.12319308545335943,9.9141295862607337E-2,0.10633072407045009,9.1180691454664051E-2]
[10444,"Solar Energy Generating Systems (SEGS) VIII","1989-12-31",1989,"CAISO","CA",35.031830999999997,-117.33789,5.9371958904,"CSP","Trough",null,92,null,"Tracking","Single Axis","Tracking",180,"PV+Fossil",null,null,null,null,23.173215456497399,6.9055776321735198,null,null,0.17528253849975162,0.1705505396430054,0.20227921336654214,0.19777786425902863,0.18790233275376719,0.18336965545869655,0.18877776048152761,0.17920947488584474,0.18221275252525251,0.16025970319634703,0.17236275425487754,0.15635377750103777,0.14819946390130817]
[10446,"Solar Energy Generating Systems (SEGS) IX","1990-10-31",1990,"CAISO","CA",35.031871000000002,-117.35617000000001,5.9371958904,"CSP","Trough",null,92,null,"Tracking","Single Axis","Tracking",180,"PV+Fossil",null,null,null,null,22.8477971256548,6.5322273420592598,null,null,0.19451947756251034,0.18129410543794106,0.21261285803237859,0.20821139476961395,0.21242522561682398,0.19987806143628062,0.19183660232461602,0.18921622042341221,0.18482338756416625,0.17028331257783313,0.17845060190950601,0.16134158364466583,0.15788649817850636]
[56405,"Nevada Solar One","2007-06-01",2007,"West (non-ISO)","NV",35.800910999999999,-114.97662,5.4780166667000003,"CSP","Trough",null,68.5,null,"Tracking","Single Axis","Tracking",180,null,null,null,null,null,23.8665291386258,7.5461599800955899,208.67914195963891,null,0.21823592611566484,0.21144948262808114,0.22164450221644502,0.21375029163750292,0.2142831026551261,0.18796453687964537,0.19369229743692298,0.17606905976069059,0.19425996835653411,0.19668866446688665,0.18394660533946605,0.18371662833716629,0.1784365734646936]
[56568,"Nellis Air Force Base","2007-12-01",2007,"West (non-ISO)","NV",36.258150999999998,-115.05282099999999,5.6199872146000001,"PV","c-Si",14.061999999999999,12,1.1718333333333333,"Tracking","Single Axis",20,180,null,null,null,null,null,28.054163417179801,6.6567419815855704,null,356.0939699408633,0.30832574377656347,0.30441400304414007,0.29776284246575346,0.30559845890410958,0.3050906952034001,0.30211187214611868,0.29682267884322683,0.28945966514459665,0.18713000910746813,0.26838850837138506,0.25599315068493145,0.25184550989345506]
[56481,"Alamosa Photovoltaic Solar Plant (SunE Alamosa)","2007-12-01",2007,"West (non-ISO)","CO",37.689191000000001,-105.878331,5.3721260274000002,"PV","Combo (c-Si, CPV)",8.2200000000000006,6.9,1.191304347826087,"Combo","Fixed, Single, Double",20,180,null,null,null,null,null,18.519544160897901,26.827194748659799,239.87343023202581,382.71588217124355,0.289244608114886,0.28877969690953603,0.29131096552180524,0.29443782674872604,0.28993756764604944,0.27971345377539536,0.27465091655085694,0.27124280325590622,0.26776286264882126,0.25435113493481565,0.26369863013698625,0.25671696115412607,0.23524326179351118]
[56944,"Copper Mountain Solar 1 (CM10) - Phase 1 (El Dorado Energy Solar Project)","2008-12-01",2008,"CAISO","NV",35.786510999999997,-114.99800999999999,5.6636732877,"PV","Thin-Film",12.1365,10,1.2136499999999999,"Fixed Tilt","Fixed Tilt",25,180,null,null,null,null,null,21.446470769765199,4.0330917522880201,168.7879318708772,195.31298520796594,null,0.24776255707762557,0.24017123287671233,0.24748858447488584,0.24431921675774135,0.23509132420091325,0.21722602739726027,0.23389269406392693,0.21881830601092897,0.2243527397260274,0.23633675799086762,0.25755707762557084,0.24992030965391626]
[56929,"FPL DeSoto Next Generation Solar Energy Center","2009-10-27",2009,"Southeast (non-ISO)","FL",27.323394,-81.801587999999995,5.0437858447000004,"PV","c-Si",27.6,25,1.1040000000000001,"Tracking","Single Axis","Tracking",180,null,null,null,null,null,20.639680487710201,30.563226148022601,null,303.11773041397834,null,null,0.24356621004566209,0.2367351598173516,0.2370127504553734,0.22752054794520549,0.21653424657534245,0.22847488584474887,0.22153916211293259,0.22009132420091326,0.21407305936073062,0.20892237442922373,0.18481329690346085]
[56939,"NRG Solar Blythe I (not to be confused with 2016 NextEra plants)","2009-12-01",2009,"CAISO","CA",33.591341,-114.74439,5.6800582192000002,"PV","Thin-Film",25.2,21,1.2,"Fixed Tilt","Fixed Tilt",24,180,null,null,null,null,null,16.924060196626002,4.2990167958412604,117.45124673431536,139.60904764838625,null,null,0.27988631269841185,0.27872907153729071,0.25955407667620689,0.26154883616003471,0.25415497825614286,0.24955725212002688,0.24649755128372003,0.23922727549467293,0.23892030984996798,0.23548597521200257,0.22530683493798245]
[null,"FPL Martin Next Generation Solar Energy Center","2010-12-01",2010,"Southeast (non-ISO)","FL",27.051161,-80.548599999999993,4.9479057078000004,"CSP","Trough",null,75,null,"Tracking","Single Axis","Tracking",180,"PV+Fossil",null,null,null,null,"",""]
[57205,"Copper Mountain Solar 1 (CM48) - Phase 2 Expansion","2010-06-01",2010,"CAISO","NV",35.782010999999997,-114.99265,5.6636732877,"PV","Thin-Film",60.5,48,1.2604166666666667,"Fixed Tilt","Fixed Tilt",25,180,null,null,null,null,null,21.459652411814002,4.2292599420661503,166.37159677334844,145.67024975815357,null,null,null,0.25742471484969576,0.25159653655320308,0.25675093036529673,0.24604902254566194,0.24242877520928477,0.23493890264496048,0.23650269097222143,0.23831625404299855,0.23300513698630138,0.2378709395871281]
[57243,"Cimarron I Solar Project","2010-12-01",2010,"West (non-ISO)","NM",36.468471000000001,-104.63500999999999,5.3614771688999996,"PV","Thin-Film",36.799999999999997,30.64,1.2010443864229763,"Fixed Tilt","Fixed Tilt",25,180,null,null,null,null,null,"","",132.09678867228317,162.13451460842504,null,null,null,0.25326519784923157,0.25978502927230618,0.2481013865541209,0.23264348391096484,0.22646628396342261,0.23665595409645832,0.2271592629683942,0.2357097297232853,0.22991255052040485,0.23231251813170872]
[57377,"Greater Sandhill Solar Plant 1","2010-12-01",2010,"West (non-ISO)","CO",37.686441000000002,-105.887001,5.3721260274000002,"PV","c-Si",20.350439999999999,19,1.0710757894736842,"Tracking","Single Axis",20,177,null,null,null,null,null,18.444975263171202,19.156820220549999,150.76036112897177,174.91349509434642,null,null,null,0.29357125690939684,0.29438093183779118,0.28652367219418406,0.27864695986541699,0.27429103580869985,0.28342800306777871,0.28364575823119442,0.28502162941600573,0.28138668589281424,0.28616623526028184]
[null,"Davidson County Solar Farm","2010-12-20",2010,"Southeast (non-ISO)","NC",35.751561000000002,-80.290469999999999,4.4809625570999998,"PV","c-Si",22.296296296296294,17.5,1.2740740740740739,"Tracking","Single Axis","Tracking",180,null,null,null,null,null,"",""]
[57197,"Blue Wing Solar Project","2010-11-01",2010,"ERCOT","TX",29.304176999999999,-98.40034,4.7898180364999998,"PV","Thin-Film",16.600000000000001,13.9,1.1942446043165469,"Fixed Tilt","Fixed Tilt",20,205,null,null,null,null,null,29.4936938362215,0,201.87617941448411,265.01818771667251,null,null,null,0.23520088039157719,0.20633493205435652,0.19454025820439541,0.19004796163069546,0.18042278505962353,0.18986450184115006,0.18555566505699547,0.17899379126835518,0.17835320784468317,0.16742343829854148]
[57202,"PSEG Jacksonville Solar","2010-09-01",2010,"Southeast (non-ISO)","FL",30.320471000000001,-81.95693,4.7382465752999998,"PV","Thin-Film",15,12.6,1.1904761904761905,"Fixed Tilt","Fixed Tilt",20,180,null,null,null,null,null,"","",210.07052991375707,320.0460438441541,null,null,null,0.20951112560701601,0.18988348223320903,0.1938555483076031,0.19069362904979342,0.18124411103863161,0.18600738716858933,0.18423389142567226,0.16008914981517719,0.1659237515401899,0.14715608465608465]
[57203,"PSEG Wyandot Solar Facility","2010-03-15",2010,"PJM","OH",40.880121000000003,-83.316109999999995,3.8374769406000002,"PV","Thin-Film",12.015000000000001,10.08,1.1919642857142858,"Fixed Tilt","Fixed Tilt",25,180,null,null,null,null,null,25.845405806709699,14.8719776534603,227.74991288053741,356.66633501581231,null,null,null,0.15931905486700013,0.17802705857692197,0.1608479198376459,0.16526464086395598,0.1651400666811626,0.16261077138809382,0.15412091396680438,0.14773365586721754,0.14168614553888528,0.13355135238673491]
[56930,"FPL Space Coast Next Generation Solar Energy Center","2010-04-01",2010,"Southeast (non-ISO)","FL",28.485961,-80.681420000000003,5.0192534246999996,"PV","c-Si",11,10,1.1000000000000001,"Fixed Tilt","Fixed Tilt",20,180,null,null,null,null,null,20.7088140179528,28.3589673632064,null,365.47231520091509,null,null,null,0.21509132420091323,0.21070127504553735,0.20740867579908676,0.20035388127853881,0.20184931506849316,0.20833333333333334,0.17759132420091325,0.20029680365296804,0.18897260273972602,0.16846539162112933]
[57191,"Exelon City Solar (West Pullman Industrial Redevelopment Area)","2010-07-01",2010,"PJM","IL",41.675051000000003,-87.651010999999997,3.8952319635000001,"PV","c-Si",10,8.25,1.2121212121212122,"Tracking","Single Axis","Tracking",180,null,null,null,null,null,23.097334627479,25.071859432976598,null,421.86745803848703,null,null,0.19572436695724366,0.19457589594575894,0.20809184743610973,0.19777224297772242,0.20101010101010097,0.19546146395461464,0.19459623557984215,0.1982565379825654,0.18958073889580737,0.19497716894977168,0.19078765800077274]
[58569,"Paradise Solar Energy Center","2010-12-31",2010,"PJM","NJ",39.836210999999999,-75.222250000000003,4.0214910959000001,"PV","c-Si",6.1580000000000004,5.0999999999999996,1.2074509803921569,"Fixed Tilt","Fixed Tilt",25,180,null,null,null,null,null,18.303033495213999,19.792308738365598,null,278.74169906719646]
[57589,"Long Island Solar Farm","2011-11-01",2011,"NYISO","NY",40.865720000000003,-72.850241999999994,4.0036356164000004,"PV","c-Si",37.69,31.5,1.1965079365079365,"Fixed Tilt","Fixed Tilt",28,180,null,null,null,null,null,31.4434069365049,10.1398411271181,323.5796626050128,292.49865487956424,null,null,null,null,0.19050871714806142,0.18778357613974053,0.18417771979415815,0.18948684496629703,0.19410833550177811,0.17145393926215843,0.17670508081466985,0.18346742045372183,0.17525732211524561]
[57317,"San Luis Valley Solar Ranch","2011-11-01",2011,"West (non-ISO)","CO",37.694141000000002,-105.91996,5.3455022831000001,"PV","c-Si",35.1,30.4,1.1546052631578949,"Tracking","Single Axis","Tracking",180,null,null,null,null,null,18.1649082876304,19.0892466676768,133.64367584916721,151.09233276214215,null,null,null,null,0.29047876372111975,0.27312394857005534,0.29474960946887774,0.27703677000720989,0.28925947895695525,0.28635319033886086,0.29172299327084844,0.27343562244652736,0.28651825088677979]
[57699,"Webberville Project - Austin Energy PV Project","2011-12-29",2011,"ERCOT","TX",30.238790999999999,-97.508719999999997,4.7175917808000003,"PV","c-Si",34.991999999999997,30,1.1663999999999999,"Tracking","Single Axis","Tracking",182,null,null,null,null,null,27.6394871277686,0,159.50239793933142,205.35587938497534,null,null,null,null,0.24278992106860958,0.22442161339421612,0.22054794520547946,0.20444824961948249,0.1673155737704918,0.23761035007610348,0.21773211567732115,0.21492770167427699,0.21782407407407409]
[57338,"NRG Solar - Roadrunner","2011-08-29",2011,"West (non-ISO)","NM",31.803160999999999,-106.67058,5.8972486301,"PV","Thin-Film",23.918399999999998,20.16,1.1864285714285714,"Tracking","Single Axis","Tracking",180,null,null,null,null,null,"","",128.07170992260362,139.63360935082568,null,null,null,null,0.30325197260712111,0.30018925876096197,0.2912066606418065,0.28615569790987211,0.29571625538497154,0.29613001524335003,0.28081608490523269,0.29003700985721537,0.28150253346633125]
[57497,"Stroud Solar Station","2011-10-04",2011,"CAISO","CA",36.523761,-120.12336000000001,5.2963639268999998,"PV","c-Si",24.64,20,1.232,"Fixed Tilt","Fixed Tilt",25,181,null,null,null,null,null,17.315326000741301,4.9363164554767298,null,171.5018805924758,null,null,null,null,0.24513319672131142,0.25646689497716896,0.24380707762557077,0.23382420091324196,0.2193704462659381,0.19835045662100456,0.21312214611872146,0.19126141552511416,0.19185450819672131]
[57360,"Sun City Project (Avenal)","2011-08-05",2011,"CAISO","CA",35.984951000000002,-120.10099099999999,5.3520027396999996,"PV","Thin-Film",25.64,20,1.282,"Fixed Tilt","Fixed Tilt",25,180,null,null,null,null,null,0.417415723346372,4.1595830463350296,240.08263936563256,215.2593440555367,null,null,null,null,0.24478028233151183,0.25284246575342467,0.24484589041095886,0.24369292237442922,0.2387864298724954,0.20267123287671232,0.21196347031963469,0.18498287671232877,0.21461748633879782]
[57318,"Copper Crossing","2011-09-30",2011,"West (non-ISO)","AZ",33.159131000000002,-111.48137,5.7625168950000001,"PV","c-Si",25,20,1.25,"Tracking","Single Axis","Tracking",180,null,null,null,null,null,"","",134.09801601299415,156.47227046112744,null,null,null,null,0.2908754553734062,0.30503424657534245,0.3027625570776255,0.29554223744292235,0.30848132969034608,0.30003995433789948,0.2858961187214612,0.29364726027397259,0.3010644353369763]
[57361,"Sand Drag Solar Project (Avenal)","2011-08-11",2011,"CAISO","CA",35.980590999999997,-120.102951,5.3520027396999996,"PV","Thin-Film",24.36,19,1.2821052631578946,"Fixed Tilt","Fixed Tilt",25,180,null,null,null,null,null,0.417696400622597,4.1592801114297,240.08263936563256,212.65512280514415,null,null,null,null,0.24180927044386924,0.25426580149002642,0.2447068012496996,0.24391372266282138,0.2406648451730419,0.20389329488103822,0.21252102859889449,0.19074741648642154,0.21503211580864731]
[57669,"SMUD - Bruceville (at Grundman) (NOT RE Bruceville)","2011-12-28",2011,"West (non-ISO)","CA",38.36515,-121.41326100000001,5.0825618721000003,"PV","Thin-Film",21.902000000000001,18,1.2167777777777777,"Fixed Tilt","Fixed Tilt",20,210,null,null,null,null,null,"","",null,194.96689551483931,null,null,null,null,0.22540983606557377,0.23854642313546423,0.22068746829020802,0.21889269406392695,0.20331790123456789,0.20263825469304922,0.21017250126839168,0.20558092338914258,0.20445633475005062]
[57448,"Pilesgrove Solar Project","2011-10-31",2011,"PJM","NJ",39.612670999999999,-75.310059999999993,4.0945557077999997,"PV","c-Si",19.900079999999999,18,1.1055599999999999,"Fixed Tilt","Fixed Tilt",25,180,null,null,null,null,null,18.562641574963202,20.028678544611601,null,284.73958884296638,null,null,null,null,0.17399134790528231,0.16990981735159816,0.17239979705733127,0.17736555048198885,0.18003061121230518,0.16410451547437849,0.16266489091831557,0.16771943176052764,0.16594565877352763]
[57562,"APS - AZ Sun - Paloma Solar Plant","2011-10-11",2011,"West (non-ISO)","AZ",33.020640999999998,-112.66173999999999,5.8092182648000001,"PV","Thin-Film",22.5,17.600000000000001,1.2784090909090908,"Fixed Tilt","Fixed Tilt",25,190,null,null,null,null,null,17.9491466082752,10.395803394114299,null,168.33360200295829,null,null,null,null,0.27712447218082464,0.26991230801162303,0.26137660855126604,0.25462458488999573,0.24361183556880275,0.25031133250311322,0.24556999792444997,0.24955894562058942,0.25346316650107631]
[57561,"Cotton Center","2011-10-11",2011,"West (non-ISO)","AZ",33.035209999999999,-112.66059,5.8092182648000001,"PV","c-Si",21,17,1.2352941176470589,"Tracking","Single Axis","Tracking",180,null,null,null,null,null,19.161143520814601,10.9753658111345,null,196.06581349947777,null,null,null,null,0.30919854280510012,0.29316411496105299,0.29309696481332259,0.28738920225624498,0.26112316511303973,0.21886919151222134,0.24705882352941178,0.2623892022562449,0.26171247187399549]
[57563,"Hyder Solar Plant I","2011-10-01",2011,"West (non-ISO)","AZ",33.026251000000002,-113.35328,5.8588940639000002,"PV","c-Si",21,16,1.3125,"Tracking","Single Axis","Tracking",180,null,null,null,null,null,18.913457006472498,12.6314491587849,null,187.69604751851881,null,null,null,null,null,0.29559075342465752,0.29958618721461183,0.29968607305936074,0.28926884107468126,0.27456478310502286,0.26954908675799094,0.26521832191780814,0.25861651867030971]
[57498,"Five Points Solar Station","2011-09-01",2011,"CAISO","CA",36.395530999999998,-120.1078,5.3627531962999999,"PV","c-Si",17.600000000000001,15,1.1733333333333333,"Fixed Tilt","Fixed Tilt",25,179,null,null,null,null,null,16.443391541195201,5.2064036162102401,null,198.7943198349366,null,null,null,null,0.22729204614450516,0.21566210045662101,0.21536529680365296,0.19384322678843224,0.22646478445658774,0.21086757990867583,0.21840943683409436,0.19945966514459668,0.18321190042501517]
[57499,"Westside Solar Station","2011-09-13",2011,"CAISO","CA",36.378470999999998,-120.12391,5.3627531962999999,"PV","c-Si",18.48,15,1.232,"Fixed Tilt","Fixed Tilt",25,180,null,null,null,null,null,16.413487459858999,5.1385053477472704,null,180.00815982525708,null,null,null,null,0.24515027322404373,0.24841704718417046,0.24430745814307461,0.21851598173515985,0.23233151183970857,0.19317351598173516,0.21847792998477933,0.21052511415525113,0.18510170006071644]
[57790,"Bagdad Solar Project","2011-12-01",2011,"West (non-ISO)","AZ",34.587881000000003,-113.17564,5.7090787671000003,"PV","c-Si",16.593580000000003,15,1.1062386666666668,"Tracking","Single Axis","Tracking",180,null,null,null,null,null,22.652217870878602,12.1783159481457,null,221.21344871159113,null,null,null,null,0.27304189435336979,0.26140791476407915,0.26914003044140022,0.25963470319634702,0.26457194899817854,0.2597564687975647,0.26136986301369869,0.24875190258751903,0.23871432908318152]
[57662,"McGraw-Hill Solar Farm","2011-12-01",2011,"PJM","NJ",40.277441000000003,-74.556950999999998,3.9866360731000001,"PV","c-Si",14.112,12,1.1759999999999999,"Fixed Tilt","Fixed Tilt",25,180,null,null,null,null,null,19.697440943526601,19.944694909543301,null,322.13013739344473,null,null,null,null,0.1789712355798421,0.17749238964992387,0.16832191780821917,0.17224124809741245,0.17039503642987253,0.16318493150684932,0.15730593607305937,0.17175608828006089,0.16666666666666666]
[58147,"Prescott Solar Plant (SunE AZ1 - Prescott)","2011-11-01",2011,"West (non-ISO)","AZ",34.683230999999999,-112.40561,5.5269963469999999,"PV","c-Si",11.751480000000001,10.4,1.12995,"Tracking","Single Axis","Tracking",180,null,null,null,null,null,20.436634582925102,8.2741697074618301,null,153.55207651186774,null,null,null,null,0.29959410466582592,0.29208377239199146,0.29209474885844738,0.28070117667720401,0.2861627784783522,0.27733140147523705,0.15983930453108533,0.25760669125395147,0.2731474183830741]
[57738,"SPS - Lea","2011-12-01",2011,"SPP","NM",32.682580000000002,-103.302402,5.5677890411000002,"PV","c-Si",10.632,10.08,1.0547619047619048,"Tracking","Single Axis","Tracking",181,null,null,null,null,null,25.5202114595578,20.155746382095298,null,null,null,null,null,null,0.26459544048341865,0.25895575125027187,0.25289691599623104,0.233304794520548,0.24859908289659136,0.23338635851617406,0.214482767993042,0.20621557222584622,0.24284322866973135]
[57739,"SPS - Monument","2011-12-01",2011,"SPP","NM",32.344870999999998,-104.23515,5.6309292236999999,"PV","c-Si",10.8355,10.08,1.0749503968253968,"Tracking","Single Axis","Tracking",180,null,null,null,null,null,25.575005645920101,21.583672337235601,null,null,null,null,null,null,0.27369839101396476,0.27533159382474454,0.26271562658548964,0.25331593824744514,0.24859908289659136,0.23338635851617406,0.23082463579038925,0.2334633434804668,0.25382098042617168]
[57337,"Dover SUN Park (White Oak Solar)","2011-07-28",2011,"PJM","DE",39.186490999999997,-75.506190000000004,4.1256714611999996,"PV","c-Si",11.2,10,1.1199999999999999,"Tracking","Single Axis","Tracking",180,null,null,null,null,null,19.044601827803501,15.1595174492643,null,258.17162109128401,null,null,null,null,0.21100865209471767,0.20721461187214613,0.2031050228310502,0.1990753424657534,0.20031876138433516,0.18939965753424662,0.18451746575342465,0.19663253424657537,0.18103369763205829]
[57948,"Oak Solar Farm","2011-12-30",2011,"PJM","NJ",39.380690999999999,-75.18956,4.1567333333000001,"PV","c-Si",12.502000000000001,10,1.2502,"Fixed Tilt","Fixed Tilt",15,182,null,null,null,null,null,19.3882637742113,22.3301978045072,null,321.65121504720662,null,null,null,null,0.19246357012750456,0.19696347031963474,0.19060502283105019,0.18174657534246574,0.1820924408014572,0.17312785388127855,0.15739726027397261,0.16696347031963471,0.15]
[57740,"SPS - Hopi","2011-09-01",2011,"SPP","NM",32.345311000000002,-104.234871,5.6309292236999999,"PV","c-Si",10.873699999999999,9.9,1.0983535353535352,"Tracking","Single Axis","Tracking",180,null,null,null,null,null,25.234023912099399,21.980816089375502,null,null,null,null,null,null,0.28217052124155939,0.27616346109496787,0.25405885337392176,0.24501867995018675,0.24859908289659127,0.23338635851617398,0.23024768230247677,0.21436972464369716,0.25296222700594284]
[57736,"SPS - Dollarhide","2011-09-01",2011,"SPP","NM",32.128481000000001,-103.13771,5.5821390410999996,"PV","c-Si",10.8864,9.9,1.0996363636363635,"Tracking","Single Axis","Tracking",181,null,null,null,null,null,25.755942731382198,23.049537268601298,133.1772693211324,null,null,null,null,null,0.25582555978730837,0.26542825515428248,0.25505050505050503,0.24519164245191635,0.24859908289659127,0.23338635851617398,0.20305797703057971,0.21943176052765087,0.24451022060311672]
[57737,"SPS - Jal","2011-12-01",2011,"SPP","NM",32.467671000000003,-103.32561,5.5919570776,"PV","c-Si",10.7714,9.9,1.0880202020202019,"Tracking","Single Axis","Tracking",181,null,null,null,null,null,25.498588247683799,22.0349045909635,null,null,null,null,null,null,0.26608296075509186,0.26823024768230241,0.25627277339606097,0.24614870162815361,0.24859908289659127,0.23338635851617398,0.22337530556708632,0.22870255062035877,0.25166280289231108]
[57575,"Hondale Solar Farm (PNM - Deming Solar Energy Center) Phase 1+2","2011-08-01",2011,"West (non-ISO)","NM",34.833340999999997,-106.77197099999999,5.6356009132000002,"PV","Thin-Film",11.2,9,1.2444444444444445,"Fixed Tilt","Fixed Tilt",25,180,null,null,null,null,null,21.378548591350601,18.146054888592499,null,136.24845220974544,null,null,null,null,0.26482240437158472,null,0.26808726534753929,0.25362760020294262,0.26391418741145517,0.22371892440385591,0.25572044647387104,0.23821664129883308,0.25903157255616271]
["57777, 57779, 57781","RE Dillard 1-3","2011-12-30",2011,"West (non-ISO)","CA",38.464320999999998,-121.17956,5.0575778538999998,"PV","c-Si",12.03,8.91,1.3501683501683501,"Tracking","Single Axis","Tracking",180,null,null,null,null,null,"","",null,200.49608005207003]
[57462,"BNB Napoleon Solar Phase 1","2011-12-23",2011,"PJM","OH",41.387450999999999,-84.092860000000002,3.8701515982000001,"PV","c-Si",9.7919999999999998,8.08,1.2118811881188118,"Tracking","Single Axis","Tracking",179,null,null,null,null,null,26.7960420591209,10.9622604730662,null,179.14221552181428,null,null,null,null,0.20026848996375046,0.20263969890139702,0.20179201139292013,0.18839854875898551,0.19239244621183432,0.17942718929427198,0.16548272977982734,0.17284348297843485]
[57485,"Flemington Solar","2011-12-31",2011,"PJM","NJ",40.486671000000001,-74.8536,3.9719244292,"PV","c-Si",9.3640499999999989,8,1.1705062499999999,"Fixed Tilt","Fixed Tilt",25,180,null,null,null,null,null,18.817071542814599,20.0492898048618,null,256.90092754654177,null,null,null,null,0.17301343351548273,0.18182491438356166,0.17452910958904111,0.18642979452054798,0.19068761384335156,0.1783675799086758,0.16767979452054796,0.17571347031963475,0.17511953551912568]
[60489,"Hamilton Solar-Crosswicks (subunits 1,2)","2011-12-30",2011,"PJM","NJ",40.169021000000001,-74.631200000000007,4.0016723744,"PV","c-Si",8.4545999999999992,7.5,1.1272799999999998,"Fixed Tilt","Fixed Tilt",22,180,null,null,null,null,null,18.723068837166799,22.7183833116435,null,null,null,null,null,null,null,null,null,null,null,0.15859969558599696,0.14706240487062405,0.15654490106544902,0.13618700667880995]
[57571,"Los Lunas Solar (Los Morros) Phase 1+2","2011-05-01",2011,"West (non-ISO)","NM",34.833136000000003,-106.772413,5.6356009132000002,"PV","Thin-Film",8.9,7,1.2714285714285716,"Fixed Tilt","Fixed Tilt",25,180,null,null,null,null,null,21.3800504272509,18.330825462341899,null,159.76919484537567,null,null,null,null,0.26479963570127507,null,0.2654109589041096,0.24908675799086757,0.25104085349986988,0.2191454664057404,0.24417808219178086,0.24584148727984345,0.2531388238355452]
[57359,"Avenal Park Solar Project (Avenal)","2011-08-11",2011,"CAISO","CA",35.990841000000003,-120.106661,5.3520027396999996,"PV","Thin-Film",7.69,6,1.2816666666666667,"Fixed Tilt","Fixed Tilt",25,180,null,null,null,null,null,0.50467797295916195,4.1267185553144401,240.08263936563256,226.74061055713238,null,null,null,null,0.24146174863387981,0.2540525114155251,0.24332191780821918,0.24263698630136987,0.24212583485124473,0.20294901065449011,0.20066590563165906,0.19646118721461187,0.21326654523375835]
[57565,"Stanton Solar Farm (RP Orlando) Phase 1","2011-11-05",2011,"Southeast (non-ISO)","FL",28.489691000000001,-81.181870000000004,4.8871292236999997,"PV","c-Si",5.9154200000000001,5.5,1.0755309090909091,"Tracking","Single Axis","Tracking",180,null,null,null,null,null,"","",193.81673462055173,237.33293119724578,null,null,null,null,0.21077579069382349,0.19863013698630136,0.19300539643005396,0.1910751349107514,0.20365540652425901,0.19003735990037357,0.19393939393939394,0.17961809879618099,0.17711955621791686]
[57554,"Colorado Springs Air Force Academy","2011-06-30",2011,"West (non-ISO)","CO",38.957020999999997,-104.80643999999999,4.8237440639000004,"PV","c-Si",6.0441600000000006,5.2,1.1623384615384615,"Tracking","Single Axis","Tracking",180,null,null,null,null,null,"","",null,160.62704743096671,null,null,null,null,0.27114421325486893,0.24740955391640315,0.24793642430628723,0.24598261327713375,0.25314820652935399,0.24593870741131008,0.25902265542676489,0.24352388479100795,0.24404073840549245]
[57591,"Hatch Solar Center","2011-07-08",2011,"West (non-ISO)","NM",32.628960999999997,-107.25909,5.8412200913000003,"PV","CPV",5.8800000000000008,5.04,1.1666666666666667,"Tracking","Dual-Axis","Tracking",null,null,null,null,null,null,"","",119.00059453724488]
[57707,"Mesquite Solar 1","2012-12-31",2012,"CAISO","AZ",33.342699000000003,-112.924136,5.8711141552999999,"PV","c-Si",235.1,170,1.3829411764705881,"Fixed Tilt","Fixed Tilt",20,180,null,null,null,null,null,16.8852973281227,3.4970987090691699,154.49478261403425,112.37733581939295,null,null,null,null,null,0.27800281177813602,0.27411959260005359,0.26698787127316481,0.2733890265723769,0.27784055345151693,0.27867228035186581,0.27353276927209241,0.27923899067823849]
[58017,"Copper Mountain Solar 2 - Phase 1","2012-11-21",2012,"CAISO","NV",35.804620999999997,-114.967071,5.4780166667000003,"PV","Thin-Film",114.375,92,1.2432065217391304,"Fixed Tilt","Fixed Tilt",25,180,null,null,null,null,null,21.6617619933009,3.6764177005627401,115.93134912455014,68.493587729458227,null,null,null,null,null,0.28158485656144511,0.27818742753623199,0.28393746818975024,0.27803901806314452,0.27879928820395783,0.27966121042618003,0.27241628614916286,0.28200364298724956]
[57442,"Silver State North Solar Project","2012-04-16",2012,"West (non-ISO)","NV",35.624341000000001,-115.35256099999999,5.5147972602999999,"PV","Thin-Film",63.5,52,1.2211538461538463,"Fixed Tilt","Fixed Tilt",25,180,null,null,null,null,null,23.703119994590399,5.0765498958441198,139.12708403650188,146.92727696795325,null,null,null,null,null,0.26837021426062524,0.26297857393747803,0.2630532139093783,0.25734289617486339,0.25598656480505799,0.25916315419740082,0.24955216016859855,0.25913373966652653]
[58003,"Alpaugh 50 (1st Phase)","2012-12-28",2012,"CAISO","CA",35.899721,-119.439521,5.3114335616000004,"PV","c-Si",66.25,50,1.325,"Tracking","Single Axis","Tracking",180,null,null,null,null,null,16.020003472528799,3.2785509932239201,164.2326074511121,135.91008881826028,null,null,null,null,null,0.28891500000000003,0.3038757534246575,0.30267310502283107,0.30349726775956282,0.29232648401826483,0.27806392694063925,0.24791324200913242,0.29620218579234964]
[57816,"McKenzie Road Solar Farm 1-6","2012-11-08",2012,"West (non-ISO)","CA",38.307051000000001,-121.29078,5.0652563927000003,"PV","c-Si",38.299999999999997,30,1.2766666666666666,"Tracking","Single Axis","Tracking",180,null,null,null,null,null,"","",null,155.46411221743378]
[57368,"Cogentrix - Alamosa (Alamosa Solar Generating Project)","2012-04-01",2012,"West (non-ISO)","CO",37.598761000000003,-105.95180000000001,5.3435148402000001,"PV","CPV",36.700000000000003,30,1.2233333333333334,"Tracking","Dual-Axis","Tracking",null,null,null,null,null,null,18.339361798421699,21.1397228027263,138.16008567670679]
[57657,"NRG Solar - Avra Valley","2012-12-14",2012,"West (non-ISO)","AZ",32.371667000000002,-111.282777,5.7922134703000001,"PV","Thin-Film",34,26.46,1.2849584278155706,"Tracking","Single Axis","Tracking",180,null,null,null,null,null,"","",132.51787215964211,143.10589306214285,null,null,null,null,null,0.32707248297594022,0.31991944418558893,0.30643175103628456,0.32202265646189659,0.31806862775551614,0.31134270044902784,0.29502617891398059,0.28086953259344621]
[58039,"McHenry Solar Farm (K Road Modesto Solar or RET Modesto)","2012-12-01",2012,"CAISO","CA",37.736471000000002,-120.9905,5.1402089040999996,"PV","c-Si",31.2,25.8,1.2093023255813953,"Tracking","Single Axis","Tracking",180,null,null,null,null,null,24.977644350200801,3.74172720341635,160.55576052646407,163.87212735490215,null,null,null,null,null,0.29521521362075681,0.28767123287671231,0.28453860040352552,0.28360673387836943,0.27590616261371276,0.28286166861350043,0.27059219142685215,0.2699146439615368]
[58062,"Imperial Valley Solar Company (IVSC) 1","2012-05-01",2012,"West (non-ISO)","CA",33.246831,-115.49733000000001,5.8325257990999999,"PV","c-Si",28.565999999999999,23,1.242,"Fixed Tilt","Fixed Tilt",30,180,null,null,null,null,null,"","",114.43455922227665,161.2061081099888,null,null,null,null,null,0.27063728409767723,0.2603037522334723,0.26119714115544962,0.26203274728755838,0.25663093110978757,0.21796208060353384,0.23577526305340479,0.21216440959847946]
[50765,"Stillwater Solar PV I- Geothermal, CSP","2012-03-05",2012,"West (non-ISO)","NV",39.543590999999999,-118.56045,5.2686705479000002,"PV","c-Si",26.2,21.8,1.201834862385321,"Fixed Tilt","Fixed Tilt",16.2,180,"PV+Geothermal+CSP",null,null,null,null,27.560773406494899,4.4991425744817599,null,169.63846657668199]
[58489,"Apex Solar","2012-09-01",2012,"West (non-ISO)","NV",36.392260999999998,-114.96456000000001,5.6922251142000002,"PV","c-Si",24.8,20,1.24,"Tracking","Single Axis","Tracking",190,null,null,null,null,null,29.031070381575699,8.2538092877862095,131.35468811484361,176.6872353412935,null,null,null,null,null,0.30083904109589044,0.29843607305936076,0.27928082191780823,0.29731329690346081,0.29570776255707759,0.2965353881278539,0.29284246575342465,0.30183857012750459]
[58002,"Alpaugh North (2nd Phase)","2012-12-28",2012,"CAISO","CA",35.909770999999999,-119.426211,5.3093230593999996,"PV","c-Si",26.53,20,1.3265,"Tracking","Single Axis","Tracking",180,null,null,null,null,null,15.8996248728739,3.7551610475953998,164.2326074511121,148.29756373111175,null,null,null,null,null,0.2917279109589041,0.30553082191780823,0.28906963470319641,0.29867372495446259,0.28775114155251141,0.27744292237442919,0.2593721461187215,0.25624999999999998]
[57522,"Cantua Solar Station","2012-07-25",2012,"CAISO","CA",36.424571,-120.34296000000001,5.3470885844999998,"PV","c-Si",25.81,20,1.2905,"Fixed Tilt","Fixed Tilt",25,179,null,null,null,null,null,16.731678716422898,3.9840423973537802,null,130.77817823608299,null,null,null,null,null,0.27497146118721455,0.24662671232876712,0.24284817351598173,0.24932832422586518,0.22729452054794516,0.24099885844748858,0.23039383561643836,0.24116575591985429]
[57523,"Huron Solar Station","2012-08-30",2012,"CAISO","CA",36.177509999999998,-120.11206,5.3794212329000004,"PV","c-Si",26.8,20,1.34,"Fixed Tilt","Fixed Tilt",25,179,null,null,null,null,null,17.879244842993099,4.5473699154151896,null,153.6569043931849,null,null,null,null,null,0.25711757990867579,0.25122146118721461,0.24420662100456622,0.24193989071038252,0.23066780821917809,0.23580479452054795,0.22797374429223743,0.21438979963570126]
[57912,"Grand Ridge Solar Plant","2012-07-27",2012,"PJM","IL",41.146351000000003,-88.754260000000002,3.9462602740000001,"PV","Thin-Film",22.76,20,1.1380000000000001,"Fixed Tilt","Fixed Tilt",25,180,"Wind+PV+Storage","Lithium-Ion",2013,33,13.5,22.956309075732001,30.773935889998299,null,212.20499762856645,null,null,null,null,null,0.19595319634703195,0.17871575342465751,0.17204337899543382,0.1670651183970856,0.18459474885844748,0.17788812785388128,0.1734474885844749,0.17126024590163935]
[58486,"FRV Picture Rocks (FRV Tucson Solar)","2012-11-29",2012,"West (non-ISO)","AZ",32.369722000000003,-111.242778,5.7922134703000001,"PV","c-Si",25.16,20,1.258,"Tracking","Single Axis","Tracking",180,null,null,null,null,null,"","",132.51787215964211,136.13425760748882,null,null,null,null,null,0.31959474885844746,0.3133732876712329,0.30009132420091322,0.31732695810564659,0.30487442922374436,0.29988013698630134,0.29398401826484022,0.30090505464480871]
[57994,"Apple Data Center- PV1","2012-12-01",2012,"Southeast (non-ISO)","NC",35.588135000000001,-81.251981000000001,4.4911753425000001,"PV","c-Si",24.951599999999999,20,1.2475799999999999,"Tracking","Single Axis","Tracking",179,null,null,null,null,null,23.120467427213899,4.4431851481888103,null,222.78817626640549,null,null,null,null,null,null,0.20033702978908458,0.21235594694498799,0.23267412611674904,0.2151554685801261,0.2060665362035225,0.18161013263752987,0.17460859571515308]
[58408,"Maryland Solar Farm","2012-12-01",2012,"PJM","MD",39.562891,-77.718830999999994,4.0483876712000004,"PV","Thin-Film",29.05875,20,1.4529375,"Fixed Tilt","Fixed Tilt",20,180,null,null,null,null,null,24.4700660227039,11.7569540434249,225.77118960531632,200.3927011924645,null,null,null,null,null,0.22002283105022832,0.20595890410958903,0.20853881278538813,0.21597791438979963,0.20396689497716894,0.19539383561643836,0.19828196347031962,0.18565573770491803]
[57883,"PSEG Queen Creek Solar Farm","2012-10-01",2012,"West (non-ISO)","AZ",33.266711000000001,-111.61336,5.8016344749000002,"PV","c-Si",25.283999999999999,19,1.330736842105263,"Tracking","Single Axis","Tracking",180,null,null,null,null,null,"","",108.14725440354329,145.88228648772204,null,null,null,null,null,0.32012136505647676,0.31315789473684208,0.30435592405671713,0.31242809893586426,0.30754025474645513,0.29774693583273254,0.2861031002162942,0.28421292301792733]
[57560,"Chino Valley Solar","2012-12-31",2012,"West (non-ISO)","AZ",34.724361000000002,-112.43245,5.5992618720999996,"PV","c-Si",21,19,1.1052631578947369,"Tracking","Single Axis","Tracking",180,null,null,null,null,null,20.4890790647231,8.8144062436471202,null,174.27291377792804,null,null,null,null,null,0.2972782984859409,0.28292477769766883,0.27923576063446282,0.27402693893202951,0.25076904590242727,0.26783225186253307,0.26932227829848593,0.29342824273799251]
[58483,"Tinton Falls Solar Farm","2012-10-01",2012,"PJM","NJ",40.263140999999997,-74.083449999999999,4.0130954338000002,"PV","c-Si",19.88,15.904,1.25,"Fixed Tilt","Fixed Tilt",18,180,null,null,null,null,null,20.652068134097998,18.958705525438099,null,246.22805545051327,null,null,null,null,null,0.18917730125042495,0.17910689019964532,0.18025533337008348,0.19345638952109742,0.17881518563435406,0.17936528991299391,0.16374646279503507,0.18344212588829881]
[58213,"SunE AZ2 - Saddle Mountain","2012-01-01",2012,"West (non-ISO)","AZ",33.381211,-113.18445,5.8609155251000002,"PV","c-Si",16.920000000000002,15,1.1280000000000001,"Tracking","Single Axis","Tracking",181,null,null,null,null,null,21.040772628815802,12.3635542997533,null,null,null,null,null,null,null,0.29815829528158294,0.28583713850837134,0.27229071537290717,0.26079993928354583,0.24146879756468798,0.26276255707762558,0.26772450532724501,0.26565725561627201]
["57783, 57784, 57785","RE Bruceville 1-3 (NOT SMUD-Bruceville at Grundman)","2012-02-28",2012,"West (non-ISO)","CA",38.347931000000003,-121.41278,5.0825618721000003,"PV","c-Si",19.149999999999999,14.850000000000001,1.2895622895622894,"Tracking","Single Axis","Tracking",180,null,null,null,null,null,"","",null,178.05470513997255]
["57778, 57780, 57782","RE Kammerer 1-3","2012-02-28",2012,"West (non-ISO)","CA",38.363011,-121.38511,5.0761180364999996,"PV","c-Si",19.149999999999999,14.850000000000001,1.2895622895622894,"Tracking","Single Axis","Tracking",180,null,null,null,null,null,"","",null,173.52784179784535]
[57758,"Mount St. Mary's University Solar Farm","2012-08-01",2012,"PJM","MD",39.674880999999999,-77.345179999999999,4.0358657534000004,"PV","Thin-Film",16.113600000000002,13,1.2395076923076924,"Fixed Tilt","Fixed Tilt",25,169.29000000000002,null,null,null,null,null,24.231363858314801,10.282787160629001,null,267.27874721621089,null,null,null,null,null,0.20740252897787143,0.20354759395855282,0.20359149982437658,0.19130061650553454,0.18363189322093432,0.17251492799438006,0.17643133122585178,0.18160641726215496]
[58135,"Washington White Post Solar I","2012-12-21",2012,"Southeast (non-ISO)","NC",35.504443999999999,-76.848611000000005,4.4052141553000004,"PV","c-Si",14.787000000000001,12.5,1.18296,"Fixed Tilt","Fixed Tilt",25,181,null,null,null,null,null,23.185310671842402,1.75625989572212,null,171.84130151087513,null,null,null,null,null,0.20182648401826483,0.19852054794520549,0.19638356164383561,0.20497267759562843,0.20507762557077625,0.19507762557077629,0.18333333333333332,0.1802367941712204]
[57985,"Las Cruces Centennial Solar Farm (SunE EPE 2)","2012-05-01",2012,"West (non-ISO)","NM",32.247557999999998,-106.91173000000001,5.8929127854000001,"PV","c-Si",13.692,12,1.141,"Tracking","Single Axis",38,180,null,null,null,null,null,"","",100.78435541286747,149.35442478150202,null,null,null,null,null,0.31780821917808222,0.31294710806697107,0.29473934550989345,0.30405661809350332,0.29804033485540332,0.25408105022831051,0.27701674277016741,0.29603066180935034]
[58228,"PSEG Milford Solar Farm","2012-11-01",2012,"PJM","DE",38.924931000000001,-75.448359999999994,4.1331461187,"PV","c-Si",15,12,1.25,"Fixed Tilt","Fixed Tilt",20,180,null,null,null,null,null,23.213087870360699,16.607339095483798,null,231.49395164956681,null,null,null,null,null,0.20121765601217653,0.19534817351598169,0.18353310502283104,0.19282217668488158,0.18951674277016742,0.17819634703196346,0.18499809741248097,0.17709282027929568]
[57764,"Naval Air Weapons Station China Lake","2012-10-23",2012,"CAISO","CA",35.634,-117.652,5.8819429224000004,"PV","c-Si",13.78,11.120000000000001,1.239208633093525,"Tracking","Single Axis","Tracking",180,null,null,null,null,null,22.2702932282826,3.5983509593440801,null,157.73434292098153,null,null,null,null,null,0.2453413981143853,0.29864122400709575,0.28798536513255152,0.30123442229822711,0.29232778161032824,0.27537901185900598,0.24588548339410671,0.27096150948093994]
[58009,"SunE CPS3 - Somerset Solar Farm","2012-08-01",2012,"ERCOT","TX",29.225860999999998,-98.672030000000007,4.7976424658000001,"PV","c-Si",12.3,10.6,1.1603773584905661,"Tracking","Single Axis","Tracking",180,null,null,null,null,null,27.8323318457964,0,null,208.30130404390749,null,null,null,null,null,0.23122899974153538,0.22346428879124677,0.20983027483415184,0.22664492903048425,0.22252735418282082,0.17686525372619977,0.19477470491944524,0.18627349898614981]
[57986,"El Chaparral (SunE EPE 1)","2012-06-01",2012,"West (non-ISO)","NM",32.035409999999999,-106.33749,5.8384073058999997,"PV","c-Si",11.3,10,1.1300000000000001,"Tracking","Single Axis",38,180,null,null,null,null,null,"","",100.4796315006849,null,null,null,null,null,null,0.30116438356164382,0.30956621004566204,0.29638127853881269,0.30256147540983608,0.31308219178082192,0.26529680365296804,0.2901369863013698,0.26058743169398907]
[57521,"Giffen Solar Station","2012-07-25",2012,"CAISO","CA",36.527639999999998,-120.31192299999999,5.3220723744000002,"PV","c-Si",12.91,10,1.2909999999999999,"Fixed Tilt","Fixed Tilt",25,179,null,null,null,null,null,6.7295316458554204,4.2248933061903404,null,160.41152271412037,null,null,null,null,null,0.27397260273972601,0.24563926940639269,0.24853881278538814,0.23540528233151184,0.2074771689497717,0.21630136986301371,0.19936073059360734,0.21671220400728594]
[57305,"LADWP Adelanto Solar Project","2012-07-01",2012,"West (non-ISO)","CA",34.548020999999999,-117.4401,5.9183289953999996,"PV","c-Si",11.4,10,1.1400000000000001,"Fixed Tilt","Fixed Tilt",30,180,null,null,null,null,null,"","",null,305.66919112231227,null,null,null,null,null,0.24148401826484023,0.22759132420091324,0.2075342465753425,0.18493852459016394,0.19664383561643836,0.1784703196347032,0.14555936073059358,0.14015255009107466]
[57256,"PA Solar Park","2012-10-16",2012,"PJM","PA",40.860142000000003,-75.852205999999995,3.8493595890000001,"PV","c-Si",11.476000000000001,10,1.1476000000000002,"Fixed Tilt","Fixed Tilt",25,180,null,null,null,null,null,19.4409826239939,11.202164565115799,null,290.67701478895032,null,null,null,null,null,0.15882945205479448,0.1588356164383562,0.16605022831050228,0.17211976320582881,0.15945205479452054,0.1406849315068493,0.15336757990867581,0.15412112932604735]
[58068,"SunE CPS1 - Centennial Solar Farms","2012-05-18",2012,"ERCOT","TX",29.241810999999998,-98.418049999999994,4.7920499999999997,"PV","c-Si",11.5665,9.9,1.1683333333333332,"Tracking","Single Axis","Tracking",180,null,null,null,null,null,27.5801687234921,0,null,208.43515497100944,null,null,null,null,null,0.21413910797472435,0.22191088971910883,0.20470688621373542,0.22243150999981595,0.22097689220976885,0.18742216687422164,0.19025875190258745,0.19035988298283377]
[58027,"SunE CPS2 - Centennial Solar Farms","2012-05-18",2012,"ERCOT","TX",29.234110999999999,-98.428871000000001,4.7920499999999997,"PV","c-Si",11.5665,9.9,1.1683333333333332,"Tracking","Single Axis","Tracking",180,null,null,null,null,null,27.554628676153602,0,null,207.61935439100756,null,null,null,null,null,0.22697292560306251,0.22358286056916185,0.2019510170195101,0.22118958252838028,0.22093076887597429,0.1929569669295696,0.19939117199391165,0.18919845081047262]
[58042,"Black Mountain Solar Project","2012-12-15",2012,"West (non-ISO)","AZ",35.022790999999998,-114.16237,5.7839205479000002,"PV","c-Si",9.9749999999999996,9,1.1083333333333334,"Tracking","Single Axis","Tracking",180,null,null,null,null,null,23.6577683643551,12.6516601348089,137.69097724320744,150.15877389900862,null,null,null,null,null,0.28498224251648913,0.28318112633181119,0.27834855403348552,0.26123254401942925,0.26817605276509376,0.26737696600710298,0.2641806189751395,0.25975258044930172]
[58401,"Volkswagen Solar","2012-12-20",2012,"Southeast (non-ISO)","TN",35.097161,-85.128339999999994,4.3379680365000004,"PV","c-Si",9.5760000000000005,7.6,1.2600000000000002,"Fixed Tilt","Fixed Tilt",25,181,null,null,null,null,null,22.932520945788099,4.6223540809257804,null,197.83283955040093,null,null,null,null,null,0.1998017303532805,0.20954998798365781,0.19422915164623894,0.21428015051289429,0.19322278298485943,0.17468757510213892,0.18598293679403993,0.17761060780366217]
["57722, 57743","SPI Palm Springs Solar (North Palm Springs 1A, 4A)","2012-06-01",2012,"CAISO","CA",33.805911000000002,-116.495891,5.7726582192000002,"PV","c-Si",7.7923999999999998,6.5,1.1988307692307691,"Tracking","Single Axis","Tracking",188,null,null,null,null,null,"",""]
[58549,"Port Allen Solar Farm","2012-12-12",2012,"HI","HI",21.901461000000001,-159.58287000000001,5.3850440638999997,"PV","c-Si",7.2,5.7600000000000007,1.2499999999999998,"Fixed Tilt","Fixed Tilt",10,180,"PV+Storage","Lead Acid",2012,3,2.0100000000000002,"","",196.32277356984014,null,null,null,null,null,null,0.23795620243531201,0.22475547945205479,0.21418767123287671,0.2028688524590164,0.21033105022831053,0.22252663622526633,0.21158675799086757,0.17455980570734669]
[58463,"Herbert Farm Solar (SMECO)","2012-11-18",2012,"PJM","MD",38.546021000000003,-76.800250000000005,4.1924143836000001,"PV","c-Si",6.6404799999999993,5.5,1.2073599999999998,"Fixed Tilt","Fixed Tilt",20,180,null,null,null,null,null,24.877468868469101,11.2696164878095,null,233.95406083019205,null,null,null,null,null,0.18289746782897467,0.17733499377334994,0.1757368202573682,0.18401225368438484,0.1790992112909921,0.16791199667911996,0.17691988376919884,0.15824225865209471]
[58030,"Reeves Station Road East","2012-01-26",2012,"PJM","NJ",39.928491000000001,-74.81626,4.027356621,"PV","c-Si",6.6920000000000002,5.5,1.2167272727272727,"Fixed Tilt","Fixed Tilt",25,180,null,null,null,null,null,18.62758053412,20.5153580516494,null,193.86296865196454,null,null,null,null,null,0.18893731838937314,0.17974263179742631,0.18499377334993775,0.18322569961914223,0.16753839767538395,0.16712328767123288,0.17953507679535077,0.16685295578738202]
[58356,"Lawrenceville School Solar Farm (KDC Solar TLS)","2012-06-05",2012,"PJM","NJ",40.299670999999996,-74.71978,3.9864716895000001,"PV","c-Si",6.1120000000000001,5.5,1.1112727272727272,"Tracking","Single Axis","Tracking",160,null,null,null,null,null,18.544694854531201,19.123116970940998,null,280.99366804301116,null,null,null,null,null,0.18499377334993769,0.18462328767123287,0.19103362391033626,0.19156731246895184,0.17909921129099216,0.16760066417600664,0.18107098381070985,0.17014406358668654]
[59455,"AstroSol Tech Park AZ","2012-12-19",2012,"West (non-ISO)","AZ",32.101880999999999,-110.816671,5.7976952055000002,"PV","Thin-Film",6.1,5.0999999999999996,1.196078431372549,"Fixed Tilt","Fixed Tilt",null,180,null,null,null,null,null,"","",null,106.10507086444835]
[57439,"California Valley Solar Ranch  (CVSR, High Plains Ranch II)","2013-11-01",2013,"CAISO","CA",35.322971000000003,-119.90856100000001,5.5339874429,"PV","c-Si",314.89999999999998,250,1.2595999999999998,"Tracking","Single Axis","Tracking",180,null,null,null,null,null,19.367397629812899,3.3947441807141301,131.7706901652578,136.120308101955,null,null,null,null,null,null,0.3110276221461194,0.30691527858447593,0.30600592363388013,0.29517465296803619,0.30668869863013742,0.26702968036529678,0.29305965391621136]
[56812,"Solana Generating Station (Abengoa, Arlington Valley Solar Energy Project)","2013-10-08",2013,"West (non-ISO)","AZ",32.921560999999997,-112.97705000000001,5.8138990868000002,"CSP","Trough",null,250,null,"Tracking","Single Axis","Tracking",180,"CSP+Storage","Molten Salt",2013,280,1680,21.488260034426599,12.099166883342299,137.08051925953475,null,null,null,null,null,null,null,0.2756013698630137,0.32823881278538813,0.29311020036429875,0.33057808219178081,0.35434383561643834,0.36148036529680366,0.35323497267759563]
[58467,"Campo Verde","2013-08-01",2013,"CAISO","CA",32.747070999999998,-115.708781,5.7881271689,"PV","Thin-Film",201.1,147.4,1.364314789687924,"Fixed Tilt","Fixed Tilt",25,180,null,null,null,null,null,18.5124189140837,3.7622114105527098,null,121.20376626037597,null,null,null,null,null,null,0.30493167110147501,0.30299021057126901,0.2967519427081286,0.28869452383298838,0.26815725501790355,0.27580072927959004,0.27463029576338926]
[57490,"(Tenaska) Imperial Solar Energy Center South (CSolar IV South)","2013-11-18",2013,"CAISO","CA",32.662210999999999,-115.65951099999999,5.6630150685,"PV","Thin-Film",172.3,130,1.3253846153846154,"Fixed Tilt","Fixed Tilt",25,180,null,null,null,null,null,17.9962066443527,4.52319807644799,130.46105532275737,170.69862733913087,null,null,null,null,null,null,0.28432384966631541,0.28077010888654724,0.25762838027182289,0.24644274675096592,0.24101949420442567,0.24719090270460134,0.2128065013310915]
[57680,"Arlington Valley Solar Project II","2013-11-13",2013,"West (non-ISO)","AZ",33.304951000000003,-112.83365000000001,5.8517682647999996,"PV","c-Si",174.9,129,1.3558139534883722,"Tracking","Single Axis","Tracking",180,null,null,null,null,null,20.946678507619598,11.775446761470601,111.74425078754807,132.02854812689986,null,null,null,null,null,null,0.3231071466496761,0.31588527839722486,0.32158187543242822,0.3167923259353651,0.29655941382605927,0.3082988212806626,0.31922205278095478]
[57708,"Catalina Solar Project 1 (Phase 1+2)","2013-08-22",2013,"CAISO","CA",34.929571000000003,-118.33254100000001,5.8249045661999999,"PV","Thin-Film",143,110,1.3,"Fixed Tilt","Fixed Tilt",20,180,"Wind+PV",null,null,null,null,21.0162704849491,3.9295183925084598,119.61881898299147,112.98423242294439,null,null,null,null,null,null,0.29886156081361559,0.2904659609796596,0.27877959927140256,0.27938978829389788,0.27530095475300953,0.25646118721461192,0.25944278854114922]
[57295,"Alpine Solar Project","2013-01-24",2013,"CAISO","CA",34.794361000000002,-118.51049,5.6237353881000001,"PV","Thin-Film",86.4,66,1.3090909090909091,"Fixed Tilt","Fixed Tilt",25,180,null,null,null,null,null,20.1067569345214,3.6651528453106899,140.64368111356367,148.23346625377164,null,null,null,null,null,null,0.28962815656565699,0.28849770323093976,0.28481768090743481,0.28181865988653709,0.28283046336654288,0.26798637055486374,0.26907911077993046]
[58537,"OCI Alamo 1 Solar","2013-12-31",2013,"ERCOT","TX",29.271667000000001,-98.444720000000004,4.7920499999999997,"PV","c-Si",49.46,40.700000000000003,1.2152334152334152,"Tracking","Single Axis","Tracking",180,"PV+Storage","Lithium-ion",2016,1,0.25,29.820385224796599,0,null,145.40286459651114,null,null,null,null,null,null,0.22478827899769549,0.20365633379332007,0.20843403015534157,0.19951364814378511,0.17777085927770855,0.15721169488292777,0.25414841427909068]
[57997,"APS - AZ Sun - Foothills Solar Plant Phase I+II","2013-03-31",2013,"West (non-ISO)","AZ",32.639431000000002,-114.4316,5.8991789953999998,"PV","c-Si",52,37.44,1.3888888888888891,"Tracking","Single Axis","Tracking",180,null,null,null,null,null,21.332962603089001,11.8835103278972,null,124.31657132290688,null,null,null,null,null,null,0.34581052667525275,0.33789222573469152,0.29468825895567702,0.29144957655231629,0.28363494223939428,0.29121175311243813,0.29745832554917251]
[58490,"Spectrum Nevada Solar Project","2013-10-01",2013,"West (non-ISO)","NV",36.236921000000002,-114.87512,5.6686463470000001,"PV","c-Si",37.6,30,1.2533333333333334,"Tracking","Single Axis","Tracking",180,null,null,null,null,null,28.336953084420301,7.8605989387023598,114.50864091068806,115.79477623981145,null,null,null,null,null,null,0.31670091324200911,0.31582191780821917,0.31059881602914391,0.31665525114155257,0.31686834094368344,0.31150304414003044,0.32178961748633883]
[57455,"Borrego Solar Project (NRG)","2013-02-12",2013,"CAISO","CA",33.291361000000002,-116.35381,5.8405652968000004,"PV","c-Si",33,26,1.2692307692307692,"Tracking","Single Axis","Tracking",180,null,null,null,null,null,20.517113169871301,3.3509800949326198,135.50909530311614,130.23352363637122,null,null,null,null,null,null,0.32112111959957862,0.3148642623814541,0.31124758608308761,0.30305912232174204,0.29988130005268598,0.29136810677906566,0.28533960347484932]
[58366,"Atwell Island","2013-03-22",2013,"CAISO","CA",35.815430999999997,-119.45104000000001,5.3114335616000004,"PV","Thin-Film",23.5,20.2,1.1633663366336635,"Fixed Tilt","Fixed Tilt",18,180,null,null,null,null,null,15.215272402521,5.1926420490477501,null,201.43267114289176,null,null,null,null,null,null,0.23749378362493795,0.23347574483475753,0.23250532020415163,0.21510353090103537,0.22479542474795433,0.21244744337447449,0.18492781655214702]
[58621,"Sol Orchard Imperial 1 (Grupo T-Solar El Centro Project)","2013-12-11",2013,"West (non-ISO)","CA",32.803421,-115.54585,5.8721294521000003,"PV","c-Si",25.2,20,1.26,"Tracking","Single Axis","Tracking",180,null,null,null,null,null,"","",null,116.93166955380963,null,null,null,null,null,null,0.2986415525114155,0.29560502283105022,0.29187158469945351,0.2798173515981735,0.27544520547945206,0.26658675799086762,0.23479622040072859]
[58373,"White River Solar Phase 1","2013-06-17",2013,"CAISO","CA",35.875821000000002,-119.45849,5.3114335616000004,"PV","c-Si",26.795000000000002,20,1.33975,"Tracking","Single Axis","Tracking",180,null,null,null,null,null,16.0119782932554,3.4434615082472599,163.20807880481198,118.65002904839733,null,null,null,null,null,null,0.30638127853881275,0.30232305936073062,0.3017304189435337,0.29622146118721454,0.29609018264840181,0.2694634703196348,0.28096539162112932]
[57891,"Guernsey Solar Station","2013-06-01",2013,"CAISO","CA",36.163471000000001,-119.65024,5.3007287670999998,"PV","c-Si",25.5,20,1.2749999999999999,"Tracking","Single Axis","Tracking",180,null,null,null,null,null,19.7199431180766,4.1428119816688396,null,166.16720580989335,null,null,null,null,null,null,0.2644520547945205,0.26345319634703201,0.2613957194899818,0.25157534246575342,0.2495262557077626,0.2459075342465753,0.23805783242258652]
[57892,"Gates Solar Station","2013-06-01",2013,"CAISO","CA",36.177210000000002,-120.11144,5.3794212329000004,"PV","c-Si",27.7,20,1.385,"Fixed Tilt","Fixed Tilt",25,179,null,null,null,null,null,18.858956277935199,5.5264000578476402,null,170.03188078538935,null,null,null,null,null,null,0.27195205479452056,0.24673515981735156,0.2488444899817851,0.24188356164383562,0.24720890410958904,0.18969748858447488,0.17657103825136611]
[58148,"RE Kansas South","2013-06-07",2013,"CAISO","CA",36.226111000000003,-119.83416699999999,5.3183070776000001,"PV","c-Si",27,20,1.35,"Tracking","Single Axis","Tracking",180,null,null,null,null,null,19.802713164445599,4.1524403315147902,null,135.59585969808091,null,null,null,null,null,null,0.30290525114155253,0.30012557077625573,0.30198087431693987,0.26408105022831052,0.28019977168949761,0.27977168949771686,0.27416325136612024]
[58149,"TA-High Desert (Antelope Project)","2013-06-01",2013,"CAISO","CA",34.708888999999999,-118.304722,5.7811771690000002,"PV","c-Si",25.63,20,1.2814999999999999,"Tracking","Single Axis","Tracking",180,null,null,null,null,null,22.149401338632799,3.5236586933796898,null,118.83159714264572,null,null,null,null,null,null,0.32952625570776262,0.3265525114155251,0.31803278688524594,0.31535958904109596,0.32050228310502282,0.28436073059360728,0.2830999544626594]
[58374,"Corcoran 1","2013-07-29",2013,"CAISO","CA",36.142240999999999,-119.57283099999999,5.29148379,"PV","c-Si",26,20,1.3,"Tracking","Single Axis","Tracking",180,null,null,null,null,null,19.608391899366701,3.4995757115925699,null,114.89770601244912,null,null,null,null,null,null,0.29239726027397261,0.29920091324200915,0.29131944444444446,0.29050228310502285,0.28850456621004561,0.25512557077625564,0.28238274134790525]
[58701,"Apple Data Center- PV2","2013-10-31",2013,"Southeast (non-ISO)","NC",35.739831000000002,-81.212440000000001,4.4550100456999999,"PV","c-Si",25.056000000000001,20,1.2528000000000001,"Tracking","Single Axis","Tracking",179,null,null,null,null,null,23.053817045612998,4.2229064693283096,null,195.65303868217205,null,null,null,null,null,null,0.22723744292237447,0.21831050228310503,0.24552026411657563,0.22641552511415522,0.21253424657534248,0.22794520547945205,0.20348360655737704]
[58892,"Camilla Solar Plant (SDD Solar Project 1)","2013-12-01",2013,"Southeast (non-ISO)","GA",31.185590999999999,-84.132480000000001,4.7725954338000003,"PV","c-Si",20.248000000000001,16,1.2655000000000001,"Fixed Tilt","Fixed Tilt",30,180,null,null,null,null,null,22.229874945655499,5.10692387633883,null,163.2727393316685,null,null,null,null,null,null,0.22839611872146121,0.20745576484018269,0.22533868397085607,0.21409817351598176,0.19614012557077626,0.19660388127853881,0.17921789617486342]
[58501,"Gillespie 1","2013-12-01",2013,"West (non-ISO)","AZ",33.020681000000003,-112.661681,5.8092182648000001,"PV","c-Si",20.2,15,1.3466666666666667,"Tracking","Single Axis","Tracking",190,null,null,null,null,null,19.150802724870701,14.068312882764801,86.332885309072068,106.50765089856793,null,null,null,null,null,null,0.33980974124809743,0.32562404870624051,0.33497267759562843,0.32329528158295279,0.31654490106544908,0.3291476407914764,0.30613236187006676]
[58262,"PSEG Badger I","2013-12-19",2013,"West (non-ISO)","AZ",33.498421,-112.81325,5.8128221461000003,"PV","c-Si",19.3,14.8,1.3040540540540539,"Tracking","Single Axis","Tracking",180,null,null,null,null,null,18.667024304539598,12.4579834224516,77.456188894838746,108.65657995953299,null,null,null,null,null,null,0.30500761035007612,0.30217656012176564,0.31376745598057071,0.30493911719939121,0.30782343987823446,0.29662100456621004,0.29732088646023075]
[58383,"Hyder II","2013-01-26",2013,"West (non-ISO)","AZ",33.026390999999997,-113.35424999999999,5.8588940639000002,"PV","c-Si",21,14,1.5,"Tracking","Single Axis","Tracking",180,null,null,null,null,null,19.135935982817301,11.518064140677501,null,137.42866240241793,null,null,null,null,null,null,0.34916014350945856,0.35735485975211995,0.30171740827478533,0.29680365296803651,0.30220156555772992,0.2988095238095238,0.31898907103825141]
[58234,"Highlander I (SEPV 8)","2013-04-01",2013,"CAISO","CA",34.173141000000001,-116.15367999999999,5.8315438355999998,"PV","c-Si",14.638999999999999,12,1.2199166666666665,"Tracking","Single Axis","Tracking",180,null,null,null,null,null,14.9088003267457,3.42060854840999,null,108.37676032116558,null,null,null,null,null,null,0.31454528158295281,0.324781202435312,0.31416021554341228,0.31367009132420093,0.32388698630136986,0.3101503044140031,0.26365171523983005]
[58552,"Indy Solar I","2013-12-16",2013,"MISO","IN",39.662160999999998,-85.984210000000004,4.0303196346999997,"PV","c-Si",13.9,10.1,1.3762376237623763,"Fixed Tilt","Fixed Tilt",20,180,null,null,null,null,null,25.816494653701,0.623261467568206,99.910575839389338,169.79642347172577,null,null,null,null,null,null,0.19783896197838968,0.19814412948144136,0.20077007700770086,0.18263709932637107,0.17432976174329767,0.16741263167412637,0.16430638965535901]
[58556,"Indy Solar II","2013-12-16",2013,"MISO","IN",39.662160999999998,-85.984210000000004,4.0303196346999997,"PV","c-Si",13.9,10.1,1.3762376237623763,"Fixed Tilt","Fixed Tilt",20,180,null,null,null,null,null,26.027639647824401,0.69915309958842797,null,175.68890885023754,null,null,null,null,null,null,0.19809891948098926,0.20151227451512282,0.19587819437681472,0.18739545187395459,0.17819521678195221,0.17403589674035902,0.15079171851611395]
[58206,"West Gates Solar Station","2013-06-24",2013,"CAISO","CA",36.141931,-120.13271,5.3794212329000004,"PV","c-Si",12.9,10,1.29,"Fixed Tilt","Fixed Tilt",25,180,null,null,null,null,null,6.8846162553086003,4.2336014208592303,null,161.46430994754195,null,null,null,null,null,null,0.26718036529680361,0.25283105022831054,0.25547586520947174,0.24606164383561649,0.24770547945205484,0.20619863013698631,0.21632513661202191]
[58391,"IND Airport Solar Farm (INDY I)","2013-10-01",2013,"MISO","IN",39.695475000000002,-86.315308000000002,4.0498899543000002,"PV","c-Si",12.568519999999999,10,1.2568519999999999,"Fixed Tilt","Fixed Tilt",30,180,null,null,null,null,null,25.6577560492793,0.67536724178974405,null,224.23117471574136,null,null,null,null,null,null,0.17800228310502286,0.18150684931506852,0.18316256830601094,0.17811643835616436,0.15059360730593604,0.16570776255707761,0.14651639344262296]
[58488,"Bryan Solar, LLC","2013-06-30",2013,"ERCOT","TX",29.591570999999998,-104.330411,5.8602310502000003,"PV","c-Si",12.2148,9.9990000000000006,1.2216021602160216,"Tracking","Single Axis","Tracking",178,null,null,null,null,null,30.981452883747998,0,null,145.6200906148097,null,null,null,null,null,null,0.29876275298762744,0.28324750283247496,0.29174137814510043,0.26934200269341996,0.27898908612322409,0.27614633609479661,0.27283010632575094]
[59097,"Berry Plastics Solar Plant","2013-08-01",2013,"PJM","NJ",40.695081000000002,-75.146450000000002,3.9320136986000001,"PV","c-Si",13.06,9.8000000000000007,1.3326530612244898,"Fixed Tilt","Fixed Tilt",25,180,null,null,null,null,null,19.036164066483,21.124052676724101,null,204.93051068559183,null,null,null,null,null,null,0.18481502189917062,0.19702264467430805,0.18771374670086607,0.18559547106513832,0.17344609076507311,0.18320752958717731]
[59454,"Valencia Solar","2013-06-28",2013,"West (non-ISO)","AZ",32.145521000000002,-110.87951,5.7976952055000002,"PV","c-Si",12.6936,9,1.4104000000000001,"Tracking","Single Axis","Tracking",180,null,null,null,null,null,"","",138.7308344812717,79.307415219021308,null,null,null,null,null,null,0.31887366818873669,0.2945712836123795,0.29791540174053838,0.33496955859969557,0.31610857432775241,0.31300101471334352,0.34497065371382313]
[58553,"Indy Solar III","2013-12-16",2013,"MISO","IN",39.653671000000003,-86.259870000000006,4.0385221461,"PV","c-Si",11.9,8.6,1.3837209302325582,"Fixed Tilt","Fixed Tilt",20,177,null,null,null,null,null,25.699287018552099,0.62152483439249095,null,170.53894258460681,null,null,null,null,null,null,0.20020972708930665,0.19633375809705861,0.23004299572160802,0.19054635234151013,0.1822103642348944,0.17882552829988327,0.17400823908162838]
[57306,"LADWP Pine Tree Solar Project","2013-03-01",2013,"West (non-ISO)","CA",35.229061000000002,-118.19559,5.7857828766999999,"PV","c-Si",9.75,8.5,1.1470588235294117,"Fixed Tilt","Fixed Tilt",30,180,null,null,null,null,null,"","",null,354.2726062239413,null,null,null,null,null,null,0.22394574268063389,0.1387187751813054,0.15325993785492339,0.19786462530217566,0.19689766317485902,0.17066881547139404,0.13516554162648667]
[58227,"Highlander II (SEPV 9)","2013-04-01",2013,"CAISO","CA",34.190190999999999,-116.09159,5.7987392694000004,"PV","c-Si",10.97,8.5,1.2905882352941178,"Tracking","Single Axis","Tracking",180,null,null,null,null,null,14.9210032481216,3.2580836902694501,null,103.7377997540684,null,null,null,null,null,null,0.33018772196854385,0.32327498731608323,0.30775652701882217,0.32496194824961949,0.31207508878741758,0.31104769152714351,0.26125784254199552]
[58521,"Manzano Solar Energy Center","2013-11-01",2013,"West (non-ISO)","NM",34.746667000000002,-106.654444,5.6190511416,"PV","Thin-Film",10.26,8,1.2825,"Fixed Tilt","Fixed Tilt",25,180,null,null,null,null,null,21.424763403296598,20.515412417977402,null,92.770635396697131,null,null,null,null,null,null,0.26863584474885843,0.25796232876712327,0.26751764571949005,0.26970605022831057,0.26585331050228311,0.25771974885844751,0.26188239981785066]
[58482,"Azalea Solar Power Facility","2013-12-01",2013,"Southeast (non-ISO)","GA",32.979531000000001,-82.591930000000005,4.6805134703000002,"PV","c-Si",9.6999999999999993,7.65,1.2679738562091503,"Fixed Tilt","Fixed Tilt",20,180,null,null,null,null,null,22.204481799916199,4.7021865351501502,149.39254830023049,182.77621083974074,null,null,null,null,null,null,0.21996896170949348,0.20149520995612852,0.21249270807290738,0.20453934998656992,0.18596114244784667,0.19400423792043447,0.18142016976796788]
[58520,"Tularosa Solar Energy Center (Otero County Solar Energy Center)","2013-12-15",2013,"West (non-ISO)","NM",32.977991000000003,-105.97159000000001,5.6873579908999998,"PV","Thin-Film",9.6187500000000004,7.5,1.2825,"Fixed Tilt","Fixed Tilt",25,180,null,null,null,null,null,21.657283808272702,20.081870797054801,null,89.929869662775147,null,null,null,null,null,null,0.28121765601217658,0.27108066971080669,0.28164845173041897,0.28447488584474884,0.27348554033485539,0.26234398782343987,0.26863995142683661]
[58882,"Mercer County Community College Solar","2013-09-17",2013,"PJM","NJ",40.256610000000002,-74.645020000000002,4.0037073058999999,"PV","Thin-Film",8.3000000000000007,7.5,1.1066666666666667,"Fixed Tilt","Fixed Tilt",30,180,null,null,null,null,null,18.7104745718228,20.684924287823499,null,357.60710605324039,null,null,null,null,null,null,0.16410958904109588,0.16866057838660575,0.16847298117789919,0.15919330289193301,0.14645357686453578,0.16480974124809741,0.154341226472374]
[57695,"Topaz Solar Farm Phase 1-3","2014-10-31",2014,"CAISO","CA",35.372340999999999,-120.05654,5.4923541095999999,"PV","Thin-Film",757.90000000000009,585.90000000000009,1.2935654548557773,"Fixed Tilt","Fixed Tilt",25,180,null,null,null,null,null,18.530057239623101,3.9863700911175601,150.73040524305304,115.91265115339104,null,null,null,null,null,null,null,0.2535491586530032,0.24594360924345063,0.24111755633334658,0.26024961792379675,0.24466164921312955,0.24923824632973232]
["57073, 57074, 57075","Ivanpah Solar Energy Generating System 1-3","2014-02-28",2014,"CAISO","CA",35.556668000000002,-115.47039599999999,5.7195168949999999,"CSP","Tower",null,370,null,"Tracking","Dual-Axis","Tracking",null,null,null,null,null,null,"","",154.36446639479468,null,null,null,null,null,null,null,0.12689855019803059,0.19515582040381285,0.20249470945485643,0.20799238157528191,0.23057816455312913,0.22391416251831933,0.2463536910611529]
[57993,"Desert Sunlight 300","2014-10-31",2014,"CAISO","CA",33.823151000000003,-115.39679,5.7074497717000003,"PV","Thin-Film",407.06,313.7,1.2976091807459356,"Fixed Tilt","Fixed Tilt",22.5,191,null,null,null,null,null,16.676139262769599,3.8594226124637498,141.83064162154119,138.2643427790548,null,null,null,null,null,null,null,0.24483954218540538,0.26221350088519835,0.2557950984202399,0.26379797468133337,0.2530072648882174,0.23895926345928176]
[57373,"Agua Caliente Solar Project","2014-02-28",2014,"CAISO","AZ",32.977981,-113.49459,5.8554977169000004,"PV","Thin-Film",398.59999999999997,290,1.3744827586206896,"Fixed Tilt","Fixed Tilt",15,195,null,null,null,null,null,17.413643685872501,3.4735099532800899,194.79262084030665,142.86831812791792,null,null,null,null,null,null,null,0.29118804286726502,0.29188421836725131,0.27945538698630096,0.2863042355928202,0.2819111163596284,0.28448315118397088]
[57394,"Genesis Solar Energy Project","2014-03-31",2014,"CAISO","CA",33.664910999999996,-114.99567999999999,5.8585641552999999,"CSP","Trough",null,250,null,"Tracking","Single Axis","Tracking",181,null,null,null,null,null,17.824049125681501,3.42942342219379,196.27998853404955,null,null,null,null,null,null,null,0.28731150740188777,0.28376894977168948,0.28357059776867033,0.28668082191780819,0.28453972602739724,0.28175479452054797,0.27738114754098359]
[57331,"Mojave Solar (Abengoa)","2014-12-31",2014,"CAISO","CA",35.010171,-117.31892000000001,5.9371958904,"CSP","Trough",null,250,null,"Tracking","Single Axis","Tracking",180,null,null,null,null,null,23.250280321496,3.9322628063810701,198.56649493827794,null,null,null,null,null,null,null,null,0.22995302100456619,0.28456541347905284,0.27124657534246577,0.27633789954337901,0.23492420091324201,0.25428688524590165]
[58542,"Desert Sunlight 250","2014-10-31",2014,"CAISO","CA",33.812460999999999,-115.374211,5.7074497717000003,"PV","Thin-Film",333.62,249.7,1.3360832999599521,"Fixed Tilt","Fixed Tilt",22.5,191,null,null,null,null,null,17.013270581742599,3.35434398502561,145.58888183815037,125.25951810560892,null,null,null,null,null,null,null,0.28067516636402046,0.28437677125118449,0.28262270889450913,0.28340904062043409,0.27600792183496919,0.2784133309698415]
[57378,"Antelope Valley Solar Ranch 1 (First Solar)/ AV Solar Ranch One","2014-08-31",2014,"CAISO","CA",34.784131000000002,-118.432451,5.7207748858,"PV","Thin-Film",283.7,241.5,1.1747412008281573,"Fixed Tilt","Fixed Tilt",25,180,null,null,null,null,null,20.020635289614798,3.7127864726914601,142.78340860236398,169.24650421961383,null,null,null,null,null,null,0.2597065641525439,0.27948093201220064,0.27641615729641389,0.27431055642788815,0.27353718844189362,0.27209790408122747,0.26876081865390489]
[56917,"Mount Signal Solar Farm I (formerly known as Imperial Valley Solar I LLC)","2014-03-31",2014,"CAISO","CA",32.673341000000001,-115.586991,5.8522068492999999,"PV","Thin-Film",265.77999999999997,206.72,1.2857004643962846,"Tracking","Single Axis","Tracking",180,null,null,null,null,null,18.933845257726102,3.3287037395725698,86.715123529504552,133.03667773149655,null,null,null,null,null,null,null,0.30762241851519367,0.30555179684559952,0.30613651574645773,0.28169621340350531,0.27934686521342861,0.22739853533324042]
[58430,"Centinela Solar Energy (phase I+II)","2014-08-31",2014,"CAISO","CA",32.687080999999999,-115.646871,5.6630150685,"PV","c-Si",215.9,170,1.27,"Tracking","Single Axis","Tracking",180,null,null,null,null,null,19.6600814793746,2.9551217021856599,133.21471916752552,112.418299062542,null,null,null,null,null,null,null,0.34236569970453934,0.32463034394085505,0.31399274778404512,0.3080848777867311,0.32481668009669623,0.33416037179899277]
[58592,"Solar Gen 2 - First Solar (Sonora, Arkansas, and Alhambra)","2014-12-31",2014,"CAISO","CA",33.082870999999997,-115.46742,5.9011614154999998,"PV","Thin-Film",194.7,155.1,1.2553191489361701,"Tracking","Single Axis","Tracking",180,null,null,null,null,null,15.339731413679401,3.1494398790648401,107.10791682952231,142.29547392722296,null,null,null,null,null,null,null,0.30897028217176131,0.30709959729841141,0.29824108175900654,0.29727170421792987,0.27967742125422101,0.29000034057585505]
[57650,"Regulus Solar Project","2014-11-30",2014,"CAISO","CA",35.299560999999997,-118.8509,5.3805716895,"PV","c-Si",81.599999999999994,60,1.3599999999999999,"Tracking","Single Axis","Tracking",180,null,null,null,null,null,19.594192342428499,3.51772761142223,124.70222447672158,129.78688593606782,null,null,null,null,null,null,null,0.31586187214611872,0.28647161505768065,0.29374619482496195,0.30927511415525122,0.29960996955859964,0.28249468731026112]
[59010,"Macho Springs Solar Facility","2014-05-31",2014,"West (non-ISO)","NM",32.571340999999997,-107.488221,5.8230972603,"PV","Thin-Film",65.134799999999998,52.2,1.2477931034482759,"Tracking","Single Axis","Tracking",180,"PV+Wind",null,null,null,null,"","",55.834031725989298,79.147335578277975,null,null,null,null,null,null,null,0.29703108871743727,0.31346832276029557,0.31092872513514919,0.30580486012701402,0.30370545320946823,0.31198312501308539]
[58983,"RE Columbia 1 (Camelot Solar)","2014-12-31",2014,"CAISO","CA",35.017091000000001,-118.17636,5.8443696346999996,"PV","c-Si",59.1,45,1.3133333333333335,"Tracking","Single Axis","Tracking",180,null,null,null,null,null,21.2842880837423,3.1760430845078802,80.469870516428358,88.83046672073452,null,null,null,null,null,null,null,0.32728817858954845,0.33335610200364296,0.32168949771689492,0.33030441400304417,0.31376966007102991,0.31358024691358022]
[58717,"OCI Alamo 4 Solar","2014-08-31",2014,"ERCOT","TX",29.322610999999998,-100.38459,4.9138586758000002,"PV","c-Si",48.1,39.6,1.2146464646464645,"Tracking","Dual-Axis","Tracking",180,null,null,null,null,null,16.6187442939394,0,null,173.46313558099033,null,null,null,null,null,null,null,0.22463819127346515,0.22564557229857771,0.21751764217517638,0.18677067478437337,0.20309545223928779,0.22999519328071236]
[59020,"APS Gila Bend Solar Power Plant","2014-12-31",2014,"West (non-ISO)","AZ",32.948731000000002,-112.76985000000001,5.8028424658000004,"PV","c-Si",51.03,37.119999999999997,1.374730603448276,"Tracking","Single Axis","Tracking",180,null,null,null,null,null,19.258429221725802,16.083073527298701,null,98.67854817777507,null,null,null,null,null,null,null,0.32229791568256971,0.31581409282551354,0.30813922020154311,0.29588721264367818,0.29143109844906318,0.2221356129483073]
[58628,"Simon Solar Farm","2014-01-01",2014,"Southeast (non-ISO)","GA",33.675480999999998,-83.673760000000001,4.5645682648000001,"PV","c-Si",38.6,30,1.2866666666666666,"Fixed Tilt","Fixed Tilt",20,180,null,null,null,null,null,22.271762217586001,5.0261652871221401,114.93490899607748,148.75729124103447,null,null,null,null,null,null,0.22743531202435313,0.21199010654490105,0.23147768670309654,0.21429984779299852,0.17316971080669705,0.20833713850837138,0.18981481481481483]
[59168,"Avalon Solar (Pima Mine Road Solar Generating Facility)","2014-12-08",2014,"West (non-ISO)","AZ",32.030931000000002,-110.958651,5.7775589041000002,"PV","c-Si",35.1,29,1.210344827586207,"Tracking","Single Axis","Tracking",180,null,null,null,null,null,"","",106.66165297410052,142.7849936511326,null,null,null,null,null,null,null,0.29627224059203278,0.31312417561710948,0.30793575814832308,0.30337348449063145,0.29111557235081087,0.2934646064945669]
[58544,"Mountain View Solar","2014-01-31",2014,"West (non-ISO)","NV",36.390555999999997,-114.964444,5.6922251142000002,"PV","c-Si",25.007850000000001,20,1.2503925,"Tracking","Single Axis","Tracking",190,null,null,null,null,null,28.867097343291299,8.24764432452851,118.11935828776366,91.537946902364666,null,null,null,null,null,null,0.30392694063926945,0.30437214611872143,0.3023565573770492,0.30534246575342472,0.31035958904109595,0.30339041095890412,0.3137636612021858]
[58498,"Recurrent Rosamond Solar 1","2014-02-28",2014,"CAISO","CA",34.903761000000003,-118.25094,5.8357687215,"PV","c-Si",26.2,20,1.31,"Tracking","Single Axis","Tracking",180,null,null,null,null,null,22.234575823499799,3.0699172014656102,101.06462360792489,87.856342434345024,null,null,null,null,null,null,0.33972602739726027,0.33300799086757987,0.33707877959927135,0.3291780821917808,0.34127283105022826,0.32650114155251148,0.3250683060109289]
[58499,"Recurrent Rosamond Solar 2","2014-02-28",2014,"CAISO","CA",34.903461,-118.24294999999999,5.8357687215,"PV","c-Si",20.95,20,1.0474999999999999,"Tracking","Single Axis","Tracking",180,null,null,null,null,null,21.851534850014701,3.97016928803908,147.93328369973588,91.545928554620659,null,null,null,null,null,null,0.29159817351598172,0.28175799086757986,0.28535974499089262,0.28281963470319632,0.2800970319634703,0.25523972602739725,0.25090505464480872]
[59237,"Lone Valley Solar Park II (Marathon)","2014-11-30",2014,"CAISO","CA",34.407291000000001,-116.86243,5.887906621,"PV","c-Si",24.8,20,1.24,"Tracking","Single Axis","Tracking",180,null,null,null,null,null,22.5921704843127,3.8107179021166502,86.051279361527307,84.76405884199589,null,null,null,null,null,null,null,0.30354452054794523,0.25594831511839711,0.28876141552511414,0.29299086757990866,0.26323059360730594,0.26198770491803275]
[58985,"RE Kansas Solar","2014-12-31",2014,"CAISO","CA",36.244290999999997,-119.82814999999999,5.3183070776000001,"PV","Thin-Film",27.8,20,1.3900000000000001,"Tracking","Single Axis","Tracking",180,null,null,null,null,null,19.818941719586501,3.8344153994819199,87.994188335344091,106.54382494877535,null,null,null,null,null,null,null,0.28529680365296806,0.30589139344262301,0.30471461187214616,0.2999543378995434,0.28335045662100455,0.25632969034608377]
[58973,"White River Solar Phase 2","2014-10-31",2014,"CAISO","CA",35.845230999999998,-119.06272,5.3359831050000004,"PV","c-Si",26,20,1.3,"Tracking","Single Axis","Tracking",180,null,null,null,null,null,16.147112280134799,3.45118021117369,83.850645362473855,87.271604215997144,null,null,null,null,null,null,null,0.30281963470319628,0.30097336065573771,0.29210616438356168,0.28361301369863012,0.28483447488584474,0.28089708561020038]
[59530,"Colonial Eagle Solar (Pasquotank), (Capital Partners, Phase I)","2014-12-08",2014,"PJM","NC",36.272221000000002,-76.307160999999994,4.4491212328999996,"PV","c-Si",28.015000000000001,19.946000000000002,1.4045422641131053,"Tracking","Single Axis","Tracking",181,null,null,null,null,null,22.7002725311016,10.5871944482823,null,116.25585916497936,null,null,null,null,null,null,null,0.2481986752359224,0.25885007918465464,0.25813990010471188,0.25096871141122118,0.20357476602351465,0.21431955533127051]
[58626,"Western Antelope Blue Sky Ranch A (WABSRA)","2014-11-14",2014,"CAISO","CA",34.677670999999997,-118.31866100000001,5.6208550227999998,"PV","c-Si",23.922000000000001,19.945,1.1993983454499875,"Tracking","Single Axis","Tracking",180,null,null,null,null,null,21.8922045967477,3.84025836609027,76.756972344597386,84.367430299072552,null,null,null,null,null,null,null,0.29842912758945539,0.297961927175872,0.30177165286730284,0.30454182792634077,0.29438261154247231,0.25939959661382095]
[58844,"Dogwood Solar Power (Scotland Neck SE1 Solar)","2014-01-31",2014,"PJM","NC",36.122250999999999,-77.405779999999993,4.4319378995000003,"PV","c-Si",27.806000000000001,19.79,1.4050530570995454,"Tracking","Single Axis","Tracking",181,null,null,null,null,null,21.9075919134822,9.7511155161689995,null,122.82988355977724,null,null,null,null,null,null,null,0.21984589041095889,0.2335097905282332,0.23958333333333334,0.20024543378995432,0.2007648401826484,0.21140141165755919]
[59183,"CID Solar","2014-12-15",2014,"CAISO","CA",36.137481000000001,-119.56249,5.29148379,"PV","Thin-Film",27.23,19.760000000000002,1.3780364372469636,"Tracking","Single Axis","Tracking",180,null,null,null,null,null,19.631387584016601,3.5930438327038199,100.91375636786022,130.63153133210827,null,null,null,null,null,null,null,0.29574991218826824,0.29371584699453546,0.28797857393747794,0.28746268001404973,0.25708530909729532,0.26030172866750728]
[59443,"Antelope West Solar Farm","2014-11-30",2014,"CAISO","CA",34.688591000000002,-118.325891,5.6208550227999998,"PV","c-Si",28.3413,19.7,1.4386446700507616,"Tracking","Single Axis","Tracking",180,null,null,null,null,null,22.833393581334899,2.9902172532797202,null,116.06641614602256,null,null,null,null,null,null,null,0.35667237442922373,0.35307377049180327,0.33756849315068493,0.22189497716894976,0.32990867579908678,0.32967896174863387]
[58986,"RE Old River One","2014-12-31",2014,"CAISO","CA",35.219211000000001,-119.08114999999999,5.3936634702999999,"PV","Thin-Film",26.15,19.649999999999999,1.3307888040712468,"Tracking","Single Axis","Tracking",180,null,null,null,null,null,19.925344507246098,3.63107632071315,null,109.78023928843105,null,null,null,null,null,null,null,0.29014840182648399,0.29080145719489986,0.29176369863013701,0.28515410958904103,0.28321347031963473,0.26817509107468118]
[58943,"Halifax (HXO) Airport Solar One","2014-12-31",2014,"PJM","NC",36.439499099999999,-77.709844000000004,4.4025239726000001,"PV","c-Si",29.702999999999999,19.646000000000001,1.5119108215412806,"Fixed Tilt","Fixed Tilt",20,180,null,null,null,null,null,22.380510764555499,8.4251268451934394,null,134.30190832451947,null,null,null,null,null,null,null,0.15961187214611872,0.17131716757741347,9.7522831050228284E-2,0.1912728310502283,0.21128995433789949,0.20673952641165755]
[57651,"Adobe Solar (FRV Cygnus Solar Project)","2014-05-31",2014,"CAISO","CA",35.104160999999998,-118.953931,5.4025652967999998,"PV","c-Si",26,19.568000000000001,1.328699918233851,"Tracking","Single Axis","Tracking",180,null,null,null,null,null,19.209920390644601,3.78101588747526,null,168.29277023107556,null,null,null,null,null,null,null,0.28577625570776255,0.28621357012750459,0.28319634703196345,0.28688356164383561,0.27261986301369873,0.25614754098360654]
[58991,"RE Kent South","2014-12-31",2014,"CAISO","CA",36.231831,-119.91383999999999,5.3587312784999996,"PV","Thin-Film",26.6,19.405999999999999,1.3707100896629909,"Tracking","Single Axis","Tracking",180,null,null,null,null,null,20.002102545270802,3.50263670001118,null,106.24134642297942,null,null,null,null,null,null,null,0.30696347031963472,0.30440573770491797,0.30342465753424658,0.29674657534246579,0.29349315068493148,0.27456739526411655]
[58984,"RE Adams East","2014-12-31",2014,"CAISO","CA",36.613781000000003,-120.38355,5.3066899543000003,"PV","Thin-Film",24.87,19,1.3089473684210526,"Tracking","Single Axis","Tracking",179,null,null,null,null,null,17.537789659425901,3.6856750926511301,null,105.29238994056924,null,null,null,null,null,null,null,0.30669310261956267,0.29887474834627553,0.30261355443403026,0.30641672674837778,0.29733838019706799,0.26048557185313009]
[58590,"Cascade Solar","2014-01-31",2014,"CAISO","CA",34.157221999999997,-116.234444,5.9317593607000001,"PV","c-Si",23.919,18.5,1.292918918918919,"Tracking","Single Axis","Tracking",181,null,null,null,null,null,15.2124826855545,2.7907549984080799,null,90.390376838770166,null,null,null,null,null,null,0.33817252332737746,0.34722429025213425,0.33838698819988916,0.34177089537423078,0.34142346634901732,0.31907633512011119,0.33140789577888657]
[58616,"Westlands Solar Farms PV1","2014-02-28",2014,"CAISO","CA",36.127591000000002,-120.142241,5.3794212329000004,"PV","c-Si",23.099999999999998,18,1.2833333333333332,"Tracking","Single Axis","Tracking",179,null,null,null,null,null,18.732197871894002,3.6549155308525898,null,95.152329671671055,null,null,null,null,null,null,null,0.28996067985794011,0.28735326856911558,0.27443556570268901,0.27899543378995428,0.27177828513444946,0.26921422788909127]
[58972,"Fort Huachuca Solar PV Project","2014-12-31",2014,"West (non-ISO)","AZ",31.555841000000001,-110.32008,5.5542616438000003,"PV","c-Si",22.2,17.7,1.2542372881355932,"Fixed Tilt","Fixed Tilt",25,169,null,null,null,null,null,"","",null,94.259107309480228,null,null,null,null,null,null,null,0.24795192049422515,0.2616471793635487,0.23630136986301378,0.23210277842272278,0.24060960193999437,0.25705442869933015]
[58202,"RE Victor Phelan Solar One","2014-02-28",2014,"CAISO","CA",34.512309999999999,-117.477791,5.9183289953999996,"PV","c-Si",22.4,17.5,1.28,"Tracking","Single Axis","Tracking",180,null,null,null,null,null,22.342686867101399,3.4874241404296402,null,145.07322856198059,null,null,null,null,null,null,0.33521200260926287,0.3111089367253751,0.32332812906583402,0.30802348336594915,0.30784735812133074,0.28374429223744291,0.28693728857663287]
[59404,"Searchlight Solar PV Generating Facility","2014-12-31",2014,"West (non-ISO)","NV",35.486361000000002,-114.93603,5.7400509132000002,"PV","c-Si",21.472000000000001,17.494,1.2273922487710074,"Tracking","Single Axis","Tracking",180,null,null,null,null,null,29.626845115096799,8.4591820684791195,null,133.42973884148563,null,null,null,null,null,null,null,0.31576383918713419,0.31642386679336121,0.31282088627385879,0.32095805319814802,0.31316020678714113,0.29483176433325153]
[59188,"Selmer Farm","2014-11-30",2014,"Southeast (non-ISO)","TN",35.148651000000001,-88.555989999999994,4.3718141553000001,"PV","c-Si",20,15.84,1.2626262626262625,"Fixed Tilt","Fixed Tilt",25,178,null,null,null,null,null,23.262226420595201,4.8336763719442803,null,112.21615501344569,null,null,null,null,null,null,null,0.19668719155020523,0.19976489623006016,0.19825106083667732,0.18479601955629354,0.18679950186799504,0.17574567395264118]
[59184,"Mulberry Farm","2014-12-31",2014,"Southeast (non-ISO)","TN",35.131943999999997,-88.586667000000006,4.3718141553000001,"PV","c-Si",20,15.84,1.2626262626262625,"Fixed Tilt","Fixed Tilt",25,179,null,null,null,null,null,23.4323880177026,4.6156297386745404,null,115.67792688646928,null,null,null,null,null,null,null,0.19719166551358336,0.1964444651432356,0.18451495549098287,0.18365014298233476,0.16603679488953466,0.17173528315946349]
[58990,"RE Columbia 2","2014-12-31",2014,"CAISO","CA",35.020350999999998,-118.17667,5.8443696346999996,"PV","c-Si",19.95,15,1.3299999999999998,"Tracking","Single Axis","Tracking",180,null,null,null,null,null,21.7265526957896,3.08290418617378,66.289364787988916,93.471605648167895,null,null,null,null,null,null,null,0.32831811263318111,0.33576199149969643,0.32015220700152214,0.31263318112633182,0.31943683409436835,0.32342137219186401]
["58275, 58276, 58279","Warren Solar Farm (Mass Midstate 1-3, Ecos Energy LLC)","2014-04-01",2014,"ISO-NE","MA",42.199320999999998,-72.22439,3.8116696346999999,"PV","c-Si",17.2,14,1.2285714285714284,"Fixed Tilt","Fixed Tilt",25,180,null,null,null,null,null,"","",null,234.0765282428313]
[8223,"Springerville Generating Station Solar System Phase 1-3 (Ph3: White Mountain Solar )","2014-12-31",2014,"West (non-ISO)","AZ",34.296030999999999,-109.26772099999999,5.4530627854000002,"PV","Combo (c-Si, Thin-Film, CPV)",16.61,13.624000000000001,1.2191720493247209,"Combo","Fixed, Single","Tracking",180,"PV+Fossil",null,null,null,null,"",""]
[59779,"Davis-Monthan Air Force Base Phase I+II","2014-02-20",2014,"West (non-ISO)","AZ",32.145881000000003,-110.879541,5.7976952055000002,"PV","c-Si",16.53,12.6,1.3119047619047621,"Tracking","Single Axis","Tracking",180,null,null,null,null,null,"","",null,108.07203937052664]
[58718,"Orion Solar Phase I","2014-04-30",2014,"CAISO","CA",35.147120999999999,-118.886191,5.3860926941000002,"PV","c-Si",15.684697365775186,12,1.3070581138145989,"Tracking","Single Axis","Tracking",180,null,null,null,null,null,19.277903414592299,4.0184366080389999,null,141.12183090484535,null,null,null,null,null,null,null,0.2918949771689498,0.28998747723132967,0.26757039573820396,0.24384512937595126,0.25833333333333336,0.2458352307225258]
[58640,"KRS II Koloa Solar (Grove Farm/ Kauai Solar Farm)","2014-09-30",2014,"HI","HI",21.901841000000001,-159.45128,4.7876168950000002,"PV","c-Si",14.257,12,1.1880833333333334,"Fixed Tilt","Fixed Tilt",20,180,null,null,null,null,null,"","",152.21295504145908,null,null,null,null,null,null,null,null,0.20534246575342463,0.2137124316939891,0.20750570776255708,0.17596080669710806,0.16862633181126332,0.19946303885853067]
[59407,"PSEG El Paso Solar Energy Center (Newman)","2014-10-30",2014,"West (non-ISO)","TX",31.978332999999999,-106.42749999999999,5.7401369862999996,"PV","c-Si",13.047929999999999,10.416,1.252681451612903,"Tracking","Single Axis","Tracking",177,null,null,null,null,null,"","",48.858917851208872,68.965478224730916,null,null,null,null,null,null,null,0.29827662395050802,0.30830388445406948,0.30138915191942139,0.28852257503384321,0.29583263191857967,0.31382336338378108]
[58398,"Heber Solar PV Project (Imperial Solar 1)","2014-05-31",2014,"West (non-ISO)","CA",32.712651000000001,-115.54043,5.8901109589000002,"PV","c-Si",13.127000000000001,10,1.3127,"Tracking","Single Axis","Tracking",180,null,null,null,null,null,"","",null,112.02981980896996,null,null,null,null,null,null,null,0.30210045662100454,0.2951388888888889,0.29835616438356166,0.29278538812785393,0.29702054794520538,0.27933743169398911]
[58502,"RE Columbia 3","2014-02-28",2014,"CAISO","CA",35.018821000000003,-118.17665,5.8443696346999996,"PV","c-Si",11.058,10,1.1057999999999999,"Tracking","Single Axis","Tracking",180,null,null,null,null,null,21.456912430977098,3.80368149536356,null,94.692082125131861,null,null,null,null,null,null,0.30349315068493149,0.29445205479452052,0.30111566484517305,0.28820776255707764,0.2874429223744292,0.26118721461187216,0.26161202185792354]
[58417,"Lone Valley Solar Park I (Agincourt)","2014-11-30",2014,"CAISO","CA",34.397761000000003,-116.86548000000001,5.7028573059000003,"PV","c-Si",12.4,10,1.24,"Tracking","Single Axis","Tracking",180,null,null,null,null,null,22.591128040021999,3.8182543898622998,86.455760439164152,85.579005864990933,null,null,null,null,null,null,null,0.28619863013698632,0.26131602914389795,0.27198630136986301,0.27529680365296805,0.27184931506849319,0.26145264116575589]
[59618,"Meadow Lake Solar Energy Center","2014-12-31",2014,"West (non-ISO)","NM",34.809911,-106.51749,5.6456440638999998,"PV","Thin-Film",11.37,9.1199999999999992,1.2467105263157896,"Tracking","Single Axis","Tracking",180,null,null,null,null,null,23.143702981482299,20.459339917845401,null,64.031866116275552,null,null,null,null,null,null,null,null,0.30742698047486666,0.31034707201794448,0.31077265080509503,0.29725426580149011,0.31125920733071299]
[58615,"Indianapolis Motor Speedway (IMS) Solar Farm","2014-07-31",2014,"MISO","IN",39.797790999999997,-86.223510000000005,4.0079869862999997,"PV","c-Si",11.20392,8.8204999999999991,1.2702137067059691,"Fixed Tilt","Fixed Tilt",26,180,null,null,null,null,null,25.459814606339201,0.642559634722631,null,125.21755127789325,null,null,null,null,null,null,null,0.18477929984779301,0.17892380085003035,0.17860223236935571,0.16953323186199895,0.16178335870116692,0.15735681036227486]
[58721,"Orion Solar Phase II","2014-06-30",2014,"CAISO","CA",35.147810999999997,-118.88466,5.3860926941000002,"PV","c-Si",9.454545454545455,8,1.1818181818181819,"Tracking","Single Axis","Tracking",180,null,null,null,null,null,19.320378742382299,4.1502186148156701,null,132.70755400235109,null,null,null,null,null,null,null,0.2935216894977169,0.27988387978142076,0.24646118721461188,0.25081335616438355,0.2596318493150685,0.23867258652094714]
[59319,"Rock Solid Solar Project (Howell Solar)","2014-11-30",2014,"PJM","NJ",40.230141000000003,-74.225830000000002,4.0066308219,"PV","c-Si",9.9360999999999997,8,1.2420125,"Fixed Tilt","Fixed Tilt",20,180,null,null,null,null,null,19.478779295761399,20.572900210856499,null,153.23492865060084,null,null,null,null,null,null,null,0.19365011415525116,0.1772825591985428,0.18271974885844749,0.17023401826484022,0.19069634703196345,0.17628642987249546]
[58564,"Frenchtown III Solar","2014-02-19",2014,"PJM","NJ",40.483181000000002,-75.015649999999994,3.9552988584,"PV","c-Si",9.9779999999999998,8,1.24725,"Fixed Tilt","Fixed Tilt",25,180,null,null,null,null,null,18.821662040707601,19.489687933014299,null,141.23634746591034,null,null,null,null,null,null,null,0.19327910958904113,0.19374715391621128,0.18053652968036527,0.16853595890410961,0.17654109589041095,0.1832735655737705]
[58770,"Maywood Superfund Project (HQC Maywood)","2014-04-01",2014,"MISO","IN",39.737690999999998,-86.218220000000002,4.0079869862999997,"PV","c-Si",10.86,7.8920000000000003,1.3760770400405473,"Fixed Tilt","Fixed Tilt",20,180,null,null,null,null,null,25.466833217341499,0.63869692220170204,null,210.35395945621329,null,null,null,null,null,null,null,0.15799769490866422,0.19197823278189988,0.16800262447146061,0.16256101201841294,0.15780676113838182,0.15054095498704273]
[59631,"KDC Solar Branchburg  (ImClone)","2014-06-30",2014,"PJM","NJ",40.559291000000002,-74.713430000000002,3.9596132420000001,"PV","c-Si",9.9499999999999993,7.726,1.2878591768055914,"Fixed Tilt","Fixed Tilt",20,180,null,null,null,null,null,19.0108524223978,18.585959660225502,null,195.81282789744722,null,null,null,null,null,null,null,0.18732876712328764,0.19327755009107467,0.17799657534246574,0.16767979452054796,0.17611301369863014,0.18823998178506376]
[59619,"Cibola Solar Energy Center","2014-12-31",2014,"West (non-ISO)","NM",35.254280999999999,-107.24519100000001,5.484536758,"PV","Thin-Film",9.42,7.6,1.2394736842105263,"Tracking","Single Axis","Tracking",180,null,null,null,null,null,25.2252619851449,19.220440703219001,null,65.026675840985362,null,null,null,null,null,null,null,null,0.28685528712491615,0.30015320836337428,0.29557197788993034,0.29692381639029086,0.30763169878247532]
[59366,"G&S Wantage Solar","2014-01-31",2014,"PJM","NJ",41.188370999999997,-74.590389999999999,3.8892929224000001,"PV","c-Si",8.4459999999999997,7,1.2065714285714286,"Fixed Tilt","Fixed Tilt",10,180,null,null,null,null,null,19.722061581439601,19.9141083396661,null,219.42723750473621,null,null,null,null,null,null,null,0.15490867579908674,0.16814663023679421,0.15076647097195042,0.13993803000652316,0.15174494455316373]
[59186,"West Pemberton Solar Facility","2014-07-31",2014,"PJM","NJ",40.006081000000002,-74.730490000000003,4.0069723744000001,"PV","c-Si",9.1898999999999997,7,1.3128428571428572,"Fixed Tilt","Fixed Tilt",20,180,null,null,null,null,null,18.5470684526287,21.612182886629,null,151.12870124321216,null,null,null,null,null,null,null,0.19719504240052185,0.20337301587301587,0.18855185909980429,0.18398564905414219,0.17865296803652969,0.17052107728337237]
[58757,"Summer North Solar 6.5 (American Solar Greenworks)","2014-12-31",2014,"CAISO","CA",34.723909999999997,-118.29234099999999,5.8113525114,"PV","c-Si",9.2010000000000005,6.49,1.4177195685670263,"Fixed Tilt","Fixed Tilt",25,193,null,null,null,null,null,22.207177558695602,4.0574350832661796,null,101.01319392579636,null,null,null,null,null,null,null,0.25240798981221541,0.29018652768305447,0.27706833836390365,0.28573991599299237,0.25233763218439326,0.24512280347234497]
[57959,"Desert Green Solar Farm","2014-12-09",2014,"CAISO","CA",33.265421000000003,-116.32762099999999,5.8405652968000004,"PV","CPV",8.8613999999999997,6.3,1.4065714285714286,"Tracking","Dual-Axis","Tracking",null,null,null,null,null,null,21.305177834308299,3.7858445529856399]
[58682,"Dartmouth Solar","2014-04-11",2014,"ISO-NE","MA",41.676110999999999,-70.996943999999999,3.8899625571000001,"PV","c-Si",7.4584900000000012,6.25,1.1933584000000002,"Fixed Tilt","Fixed Tilt",25,180,null,null,null,null,null,20.812715089080601,8.3842646799990792,null,214.27659491670983,null,null,null,null,null,null,null,0.17360712328767125,0.17262295081967213,0.16069406392694063,0.15075799086757991,0.16368949771689498,0.16812386156648451]
[59558,"Sandoval Solar Energy Center","2014-12-31",2014,"West (non-ISO)","NM",35.283751000000002,-106.81253,5.5845785387999998,"PV","Thin-Film",7.37,6.08,1.212171052631579,"Tracking","Single Axis","Tracking",180,null,null,null,null,null,24.106570651854799,21.153889321600701,null,75.991102040877365,null,null,null,null,null,null,null,0.28833588680605621,0.30413775644712876,0.30705509492910354,0.30583468517183365,0.28773506969478491,0.28395303062985333]
[59044,"Rio Rico","2014-03-31",2014,"West (non-ISO)","AZ",31.496490999999999,-111.00718999999999,5.7151303653000003,"PV","c-Si",7.18,6,1.1966666666666665,"Fixed Tilt","Fixed Tilt",25,180,null,null,null,null,null,"","",null,110.05668731369067,null,null,null,null,null,null,null,0.1955669710806697,0.2267569823922283,0.21421232876712329,0.21407914764079147,0.21447869101978692,0.22607392228293868]
[58545,"NRG Community Solar 1","2014-06-30",2014,"West (non-ISO)","CA",32.983161000000003,-115.48184999999999,5.8990940638999998,"PV","c-Si",7.4999999999999991,6,1.2499999999999998,"Tracking","Single Axis","Tracking",181,null,null,null,null,null,"","",null,142.20591998436089,null,null,null,null,null,null,null,0.27545662100456619,0.26474385245901638,0.25958904109589043,0.22317351598173515,0.26402207001522071,0.26961900425015178]
[59630,"KDC CentraState Medical (KDC Solar Middlesex 3)","2014-10-31",2014,"PJM","NJ",40.235191,-74.321160000000006,4.0024881279000004,"PV","c-Si",6.31,5.34,1.1816479400749063,"Fixed Tilt","Fixed Tilt",15,180,null,null,null,null,null,20.081875453676201,21.591948089165498,null,154.36132915397866,null,null,null,null,null,null,null,0.18162228720948131,0.18078494777702733,0.1689668735997811,0.16075795666375939,0.17082670634309854]
[58388,"Solar Star 1/ formerly Antelope Valley Solar Projects","2015-06-30",2015,"CAISO","CA",34.813870999999999,-118.38936099999999,5.7757949772000003,"PV","c-Si",397.8,314.39999999999998,1.3243510506798519,"Tracking","Single Axis","Tracking",180,null,null,null,null,null,21.473366903213901,3.3259745953677098,110.49071387284506,119.13101996386698,null,null,null,null,null,null,null,null,0.2431371790906279,0.32506641107377732,0.32535718388328883,0.3093919617472215,0.29582087500429599]
[58389,"Solar Star 2/ formerly Antelope Valley Solar Projects","2015-06-30",2015,"CAISO","CA",34.848610999999998,-118.352778,5.7757949772000003,"PV","c-Si",349.5,279.5,1.3243510506798517,"Tracking","Single Axis","Tracking",180,null,null,null,null,null,21.426714584065301,3.3566923758402898,110.72793418415294,120.0811357332484,null,null,null,null,null,null,null,null,0.31331322508830001,0.31431114057053078,0.32327212320583953,0.30947652247917384,0.29701036749776394]
[58915,"Copper Mountain Solar 3","2015-01-31",2015,"West (non-ISO)","NV",35.889418999999997,-114.95791199999999,5.4780166667000003,"PV","c-Si",344.98,255,1.3528627450980393,"Fixed Tilt","Fixed Tilt",16,180,null,null,null,null,null,"","",91.646623101480131,78.06337428547512,null,null,null,null,null,null,null,null,0.27674089253187611,0.27652968036529679,0.2808936073059361,0.27038858447488584,0.28643670309653918]
[57275,"Crescent Dunes Solar Energy","2015-11-30",2015,"West (non-ISO)","NV",38.238871000000003,-117.363551,5.5553534246999998,"CSP","Tower",null,110,null,"Tracking","Dual-Axis","Tracking",null,"CSP+Storage","Molten Salt",2015,110,1100,24.1083899312585,7.6704952130724102,139.78235959043315,null,null,null,null,null,null,null,null,null,0.13210711520947177,4.3616645911166457E-2,0.20320672478206725,5.2063096720630968E-2]
[59339,"Quinto Solar PV Project (SSC13, Quinto Farms + Stockton Terminal)","2015-11-30",2015,"CAISO","CA",37.121521000000001,-121.04959100000001,5.2071694064000003,"PV","c-Si",135.6,105.1,1.2901998097050429,"Tracking","Single Axis","Tracking",180,null,null,null,null,null,27.003933953069499,3.5035148669920599,123.30544471010373,127.65388277238939,null,null,null,null,null,null,null,null,0.29615610031707479,0.29601531582952822,0.29997463216641301,0.27354557754101133,0.28047734095662147]
[59205,"OCI Alamo 5 (Downie Ranch Solar, Texas 5)","2015-12-01",2015,"ERCOT","TX",29.218791,-99.705760999999995,4.8883863013999997,"PV","c-Si",118,95,1.2421052631578948,"Tracking","Dual-Axis","Tracking",null,null,null,null,null,null,31.362390032000398,0,null,112.48240834880397,null,null,null,null,null,null,null,null,0.25933635317802706,0.27531002162941604,0.23644075943282863,0.23817712088440279,0.24201898188093185]
[59450,"Decatur Parkway Solar Project","2015-12-01",2015,"Southeast (non-ISO)","GA",30.992740999999999,-84.635380999999995,4.7772376712,"PV","Thin-Film",110,81.06,1.3570194917345175,"Tracking","Single Axis","Tracking",180,null,null,null,null,null,22.111989931052499,4.3081548408242503,59.677318061680054,78.201133402143427,null,null,null,null,null,null,null,null,0.28293203551912566,0.26464041095890412,0.24994292237442922,0.2638584474885845,0.24701161202185792]
[59944,"Conetoe (II) Solar","2015-12-01",2015,"PJM","NC",35.819031000000003,-77.483641000000006,4.4406878995000003,"PV","c-Si",112.09848,81,1.3243510506798517,"Tracking","Single Axis","Tracking",181,null,null,null,null,null,22.323893430908999,10.1270208912832,null,100.13774716979255,null,null,null,null,null,null,null,null,0.23367261463041669,0.24081402559332543,0.22003354191329844,0.22070156153108969,0.21530448177381997]
[58660,"Utah Red Hills Renewable Energy Park (Pelican Solar?)","2015-12-15",2015,"West (non-ISO)","UT",37.882778000000002,-112.904167,5.2435632419999996,"PV","c-Si",104.75,80,1.309375,"Tracking","Single Axis","Tracking",180,null,null,null,null,null,22.096796668459199,12.311803463472099,null,60.69386866516647,null,null,null,null,null,null,null,null,0.29609374999999999,0.29904965753424656,0.298914098173516,0.28285958904109593,0.30877589936247724]
[58848,"Warsaw Solar Facility (formerly Gantt Farm I)","2015-12-30",2015,"Southeast (non-ISO)","NC",35.006731000000002,-78.124981000000005,4.4963607306000002,"PV","Thin-Film",87.5,64.8,1.3503086419753088,"Fixed Tilt","Fixed Tilt",20,180,null,null,null,null,null,23.168791711318399,1.85973897331805,null,89.596780251920791,null,null,null,null,null,null,null,null,null,0.2043185213371668,0.19893842663058803,0.20878431704154701,0.19576840045874663]
[58713,"North Star Solar","2015-08-25",2015,"CAISO","CA",36.728670999999999,-120.415311,5.2840073059000003,"PV","Thin-Film",73,62.5,1.1679999999999999,"Tracking","Single Axis","Tracking",180,null,null,null,null,null,19.6211213806648,3.7686275149137201,124.46150053332839,133.07820265101171,null,null,null,null,null,null,null,null,0.2725664845173042,0.28689315068493143,0.28423926940639271,0.27336803652968034,0.26014025500910748]
[58017,"Copper Mountain Solar 2 - Phase 2","2015-02-28",2015,"CAISO","NV",35.786389,-114.962778,5.6636732877,"PV","Thin-Film",77.8,60.8,1.2796052631578947,"Fixed Tilt","Fixed Tilt",25,180,null,null,null,null,null,21.6617619933009,3.6764177005627401,115.93134912455014,68.493587729458227,null,null,null,null,null,0.28158485656144511,0.27818742753623199,0.28393746818975024,0.27803901806314452,0.27879928820395783,0.27966121042618003,0.27241628614916286,0.28200364298724956]
[58833,"Red Horse 2","2015-08-15",2015,"West (non-ISO)","AZ",32.257491000000002,-110.156311,5.7559735160000001,"PV","c-Si",75.868749999999991,55,1.3794318181818179,"Tracking","Single Axis","Tracking",180,"Wind+PV",null,null,null,null,"","",null,75.547209239269662,null,null,null,null,null,null,null,null,0.31943202516973007,0.31488999584889998,0.32610211706102116,0.30874221668742213,0.32576792515317105]
[60008,"Hooper Solar (SunPower San Luis Valley Solar or Solar Star III)","2015-12-31",2015,"West (non-ISO)","CO",37.694681000000003,-105.982281,5.3455022831000001,"PV","c-Si",64,52,1.2307692307692308,"Tracking","Single Axis","Tracking",180,null,null,null,null,null,18.378471664067199,17.920716435215901,46.394199879092604,88.801346716989329,null,null,null,null,null,null,null,null,0.27238773294101165,0.27519757639620651,0.28000307341060765,0.27085967685282752,0.27447632058287796]
[59702,"Pavant Solar 1","2015-12-31",2015,"West (non-ISO)","UT",39.154741000000001,-112.35636100000001,5.0044614154999998,"PV","c-Si",62.5,50,1.25,"Tracking","Single Axis","Tracking",180,null,null,null,null,null,22.9958190624859,16.150394618257199,null,77.754970471266859,null,null,null,null,null,null,null,null,0.26318078324225863,0.26941095890410954,0.27775799086757996,0.23047945205479453,0.27167805100182152]
[59778,"Eden Solar (formerly Derby, Innovative Solar 34)","2015-12-31",2015,"Southeast (non-ISO)","NC",35.153680999999999,-79.635551000000007,4.4735123288,"PV","c-Si",62.052859999999995,47.7,1.3008985324947588,"Fixed Tilt","Fixed Tilt",20,180,null,null,null,null,null,23.1768612575123,3.5577740784603198,null,99.018394654315003,null,null,null,null,null,null,null,null,0.21749569447785758,0.22254530312167939,0.20365583986674701,0.20480935833740166,0.1925313033416961]
[59634,"Sandstone Solar Power Plant","2015-12-31",2015,"West (non-ISO)","AZ",33.039881000000001,-111.452011,5.8013993151000003,"PV","c-Si",57.46,45,1.276888888888889,"Tracking","Single Axis","Tracking",180,null,null,null,null,null,"","",48.830035442316934,60.615696365242272,null,null,null,null,null,null,null,null,0.3073795790325845,0.31511415525114156,0.31247336377473367,0.30637239979705733,0.31701831613033798]
[58711,"Lost Hills Solar / Blackwell","2015-04-30",2015,"CAISO","CA",35.622090999999998,-119.854151,5.3721926940999998,"PV","Thin-Film",43,32,1.34375,"Tracking","Single Axis","Tracking",180,null,null,null,null,null,19.683208516219,3.3109595286182398,79.572679143973403,95.172756133984493,null,null,null,null,null,null,null,null,0.32724271402550092,0.31748002283105026,0.32195704908675804,0.30466966324200911,0.30009818989071041]
[59862,"Fort Benning Solar","2015-12-01",2015,"Southeast (non-ISO)","GA",32.304198,-84.990718999999999,4.6137851597999999,"PV","c-Si",41.538559999999997,30,1.3846186666666667,"Fixed Tilt","Fixed Tilt",20,180,null,null,null,null,null,22.363547300939398,4.8250633585323799,null,111.53815816124369,null,null,null,null,null,null,null,null,0.23030510018214936,0.21312785388127853,0.21040334855403348,0.20278158295281584,0.19321114146933818]
[59723,"Seville Solar 2","2015-12-31",2015,"West (non-ISO)","CA",33.111781000000001,-116.002551,5.9014166667000003,"PV","Thin-Film",40.763999999999996,30,1.3587999999999998,"Tracking","Single Axis","Tracking",180,null,null,null,null,null,"","",62.709645900907255,90.139272755384383,null,null,null,null,null,null,null,null,0.35404493017607769,0.35031963470319633,0.33969939117199394,0.32077625570776258,0.30326730418943532]
[58710,"Barilla Solar Project Phase 1-3","2015-08-25",2015,"ERCOT","TX",30.959591,-103.35164,5.6109545662000002,"PV","Thin-Film",37.620000000000005,29.76,1.2641129032258065,"Fixed Tilt","Fixed Tilt",20,179,null,null,null,null,null,26.0672788085826,0,null,63.21964639488975,null,null,null,null,null,null,null,null,0.23305371325185578,0.1727787290715373,0.18244510114400747,0.2214826680414396,0.22545650571909831]
[59009,"Hayworth Solar (Redwood: Hayworth)","2015-12-30",2015,"CAISO","CA",35.326160999999999,-118.816821,5.3686031962999996,"PV","Thin-Film",33.2592,26.655999999999999,1.2477190876350541,"Tracking","Single Axis","Tracking",180,null,null,null,null,null,19.3155686963932,4.7464403697156001,59.117106335814285,83.004226108634569,null,null,null,null,null,null,null,null,0.25293587380307314,0.26237806766542232,0.26065220608791462,0.27417645140247882,0.20732763733908866]
[59117,"Fayetteville Solar (formerly E I DuPont de Nemours )","2015-11-01",2015,"Southeast (non-ISO)","NC",34.834510999999999,-78.843181000000001,4.5063118721000004,"PV","c-Si",32.1,23.1,1.3896103896103895,"Fixed Tilt","Fixed Tilt",20,180,null,null,null,null,null,23.152730925665999,2.6721626263452301,null,111.05947194672521,null,null,null,null,null,null,null,null,0.17717179602425501,0.17584356282986416,0.11426397042835396,0.16113186661131865,0.19373082897673055]
[59412,"SKIC 1 (South Kern Industrial Center) Solar (Algonquin or Bakersfield 1)","2015-06-30",2015,"CAISO","CA",35.127071000000001,-119.243791,5.3630963469999999,"PV","c-Si",25.851799999999997,22,1.1750818181818181,"Tracking","Single Axis","Tracking",180,null,null,null,null,null,14.497132857152099,3.88668166202853,null,94.651227106722985,null,null,null,null,null,null,null,null,0.23755485179665503,0.25051888750518891,0.25034246575342461,0.24886363636363631,0.24026121874482534]
[59535,"SR Hazlehurst Solar I","2015-11-01",2015,"Southeast (non-ISO)","GA",31.809450999999999,-82.576631000000006,4.7292486300999999,"PV","c-Si",27.25,21,1.2976190476190477,"Fixed Tilt","Fixed Tilt",20,180,null,null,null,null,null,22.147341340602701,4.47179979914036,65.584586687195227,88.493682073753803,null,null,null,null,null,null,null,null,0.20961813687223524,0.21052402696238312,0.20362578821482932,0.20759404218308325]
[59527,"Kelford Solar (Capital Partners, Phase II, Project A)","2015-12-01",2015,"PJM","NC",36.155130999999997,-77.207841000000002,4.4058326483999997,"PV","c-Si",30.10455,21,1.4335499999999999,"Tracking","Single Axis","Tracking",180,null,null,null,null,null,22.191385395924002,9.5992618078341003,null,106.12316248436508,null,null,null,null,null,null,null,null,0.24413435683927492,0.23910089149815172,0.23351815612089585,0.18940530550119591,0.22176142770405069]
[59414,"CED Atwell Island West","2015-05-01",2015,"CAISO","CA",35.815111000000002,-119.459611,5.3114335616000004,"PV","c-Si",30,20.02,1.4985014985014986,"Tracking","Single Axis","Tracking",180,null,null,null,null,null,16.379674686875202,3.2963000690989501,null,91.826817562906342,null,null,null,null,null,null,null,null,0.32433401639344267,0.31799086757990869,0.31627283105022824,0.30381849315068493,0.29422814207650277]
[59657,"Imperial Valley Solar Company (IVSC) 2 (Imperial County Niland)","2015-08-25",2015,"West (non-ISO)","CA",33.251261,-115.49743100000001,5.8325257990999999,"PV","c-Si",26.352,20.007000000000001,1.3171390013495277,"Fixed Tilt","Fixed Tilt",25,180,null,null,null,null,null,"","",85.457491161148653,118.17487827447316,null,null,null,null,null,null,null,null,0.28263888888888888,0.27563356164383562,0.27715182648401832,0.27027968036529681,0.25040414389799642]
[60027,"Adera Solar","2015-12-28",2015,"CAISO","CA",37.120586000000003,-120.324881,5.2126495434000004,"PV","c-Si",26.498799999999999,20.004000000000001,1.3246750649870025,"Fixed Tilt","Fixed Tilt",25,180,null,null,null,null,null,19.757057065359099,4.6984485105715104,null,93.570432984883496,null,null,null,null,null,null,null,null,0.21495332422586522,0.22485159817351599,0.24525684931506853,0.24164383561643835,0.21013775045537342]
[59610,"Diamond Valley Lake Solar (AP North Lake I)","2015-10-27",2015,"CAISO","CA",33.741151000000002,-117.010761,5.5127598174000001,"PV","c-Si",24.059699999999999,20,1.202985,"Tracking","Single Axis","Tracking",180,null,null,null,null,null,16.654548655169901,3.7290780728520501,82.269906456320939,81.748238976750869,null,null,null,null,null,null,null,null,0.27421448087431693,0.23970319634703191,0.26281392694063932,0.24308219178082191,0.24692053734061931]
[59431,"Sierra Solar Greenworks","2015-11-30",2015,"CAISO","CA",34.699630999999997,-118.337481,5.6208550227999998,"PV","Thin-Film",22.47,20,1.1234999999999999,"Fixed Tilt","Fixed Tilt",25,197,null,null,null,null,null,22.438213316735101,4.3097093443939398,91.375792663152524,87.768862057040508,null,null,null,null,null,null,null,null,0.25457081056466307,0.25132990867579907,0.2570662100456621,0.24335045662100457,0.2317395264116576]
[58649,"Montgomery Solar","2015-12-01",2015,"Southeast (non-ISO)","NC",35.345090999999996,-79.763970999999998,4.4828812784999998,"PV","c-Si",28.034760000000002,20,1.4017380000000002,"Fixed Tilt","Fixed Tilt",20,180,null,null,null,null,null,23.251800513117001,3.7022710243422501,null,131.75543938026013,null,null,null,null,null,null,null,null,0.22895605646630232,0.23296232876712333,0.21803082191780826,0.21970890410958904,0.21289845173041894]
[59441,"NextEra Adelanto Solar Phase 1","2015-09-03",2015,"CAISO","CA",34.553511,-117.377161,5.9188707763000004,"PV","c-Si",24.425398439514016,20,1.2212699219757008,"Tracking","Single Axis","Tracking",180,null,null,null,null,null,22.621377248855399,3.2390566229015598,68.415203282089777,82.188509235713298,null,null,null,null,null,null,null,null,0.34948968749999998,0.34599315068493153,0.3426769406392694,0.34259703196347036,0.30998406193078326]
[59408,"Shafter Solar","2015-06-22",2015,"CAISO","CA",35.451141,-119.126301,5.3633888128000002,"PV","c-Si",26.802600000000002,20,1.34013,"Tracking","Single Axis","Tracking",180,null,null,null,null,null,20.357161328337,3.5085441186050002,85.057922213075969,86.773715749220287,null,null,null,null,null,null,null,null,0.29406876138433513,0.29885273972602738,0.29703196347031963,0.29587328767123289,0.28343010018214937]
[59555,"Leo/Vega Solar","2015-05-26",2015,"CAISO","CA",36.927481,-120.809471,5.2043260273999996,"PV","c-Si",25.819859999999998,20,1.2909929999999998,"Tracking","Single Axis","Tracking",180,null,null,null,null,null,19.721126241118402,3.93197502749921,null,73.521855696527979,null,null,null,null,null,null,null,null,0.29766051912568309,0.29075342465753429,0.29352739726027399,0.28056506849315066,0.24523565573770492]
[59153,"Watson Seed Farm PV1 (Fresh Air Energy II)","2015-12-30",2015,"PJM","NC",36.127881000000002,-77.721371000000005,4.4320954337999998,"PV","Thin-Film",25.500000000000004,20,1.2750000000000001,"Fixed Tilt","Fixed Tilt",20,191,null,null,null,null,null,22.353992766776901,12.660741676025401,null,104.70252807621799,null,null,null,null,null,null,null,null,0.19097791438979964,0.196912100456621,0.19843607305936073,0.19614726027397261,0.17193192167577412]
[59155,"Shawboro (PV1 / Fresh Air Energy X )","2015-10-01",2015,"PJM","NC",36.432321000000002,-76.085811000000007,4.3925611872000001,"PV","c-Si",29.497119999999999,20,1.4748559999999999,"Fixed Tilt","Fixed Tilt",25,182,null,null,null,null,null,23.057021115787698,10.7055533474709,null,110.88301168659935,null,null,null,null,null,null,null,null,0.21392873406193083,0.22031963470319629,0.21658105022831051,0.19150684931506851,0.20505464480874314]
[59322,"Pumpjack Solar (1)","2015-02-28",2015,"CAISO","CA",35.416111000000001,-119.63774100000001,5.3259349315,"PV","c-Si",26.320889999999999,20,1.3160444999999998,"Tracking","Single Axis","Tracking",179,null,null,null,null,null,19.041210200451999,3.8513106147523599,85.54537932553805,95.879922764494296,null,null,null,null,null,null,null,null,0.28354963570127506,0.2835901826484018,0.2879223744292238,0.29130707762557079,0.25656876138433521]
[59380,"Wildwood Solar Project (1)","2015-03-01",2015,"CAISO","CA",35.621350999999997,-119.567775,5.3805184931000003,"PV","c-Si",26.077500000000001,20,1.3038750000000001,"Tracking","Single Axis","Tracking",179,null,null,null,null,null,20.890222791161701,3.95734866343432,86.879887243016526,100.57757416143714,null,null,null,null,null,null,null,null,0.26497040072859745,0.26068493150684929,0.28464611872146117,0.28266552511415527,0.25022199453551919]
[59722,"Seville Solar 1","2015-12-31",2015,"West (non-ISO)","CA",33.113841000000001,-116.00263099999999,5.9014166667000003,"PV","Thin-Film",27.3,20,1.365,"Tracking","Single Axis","Tracking",180,null,null,null,null,null,"","",83.794134143939033,111.86151918423892,null,null,null,null,null,null,null,null,0.33941433287796002,0.35234589041095887,0.29918378995433792,0.29948630136986304,0.29312955373406191]
[59874,"Richland Solar Center","2015-12-01",2015,"Southeast (non-ISO)","GA",32.624071000000001,-83.380041000000006,4.6744703196000001,"PV","c-Si",33.443770000000001,20,1.6721885000000001,"Fixed Tilt","Fixed Tilt",20,180,null,null,null,null,null,"","",67.086289608558801,105.43685476151741,null,null,null,null,null,null,null,null,0.26749772313296905,0.2352111872146119,0.2293892694063927,0.24447488584474883,0.23056693989071031]
[59607,"Maricopa West Solar","2015-11-09",2015,"CAISO","CA",35.112611000000001,-119.326881,5.4082363013999997,"PV","c-Si",28,20,1.4,"Tracking","Single Axis","Tracking",180,null,null,null,null,null,19.588595084831301,4.1567446066758702,62.489022441100744,107.0256056151859,null,null,null,null,null,null,null,null,0.29921448087431701,0.27248287671232879,0.28224315068493144,0.25746575342465755,0.23722108378870674]
[59638,"Coronal Lost Hills","2015-05-30",2015,"CAISO","CA",35.727321000000003,-119.905411,5.3774134702999996,"PV","c-Si",25.990400000000001,20,1.29952,"Tracking","Single Axis","Tracking",179,null,null,null,null,null,19.5839113160356,3.7550520669932901,null,122.55682600702109,null,null,null,null,null,null,null,null,0.31438979963570129,0.29733447488584475,0.30039954337899544,0.28930365296803656,0.26389458105646629]
[59633,"Kettleman Solar (Kings Co) / Centaurus","2015-08-14",2015,"CAISO","CA",36.058470999999997,-119.946541,5.3556942921999999,"PV","c-Si",26.97,20,1.3485,"Tracking","Single Axis","Tracking",180,null,null,null,null,null,23.594493309711599,3.6740991183204099,71.032712352680903,76.736097702137471,null,null,null,null,null,null,null,null,0.31874999999999992,0.29151255707762547,0.30769977168949769,0.30375570776255706,0.27451616575591986]
[58623,"Holstein Solar","2015-12-01",2015,"Southeast (non-ISO)","NC",34.774450999999999,-79.340350999999998,4.5270518265000002,"PV","c-Si",25.600080000000002,20,1.2800040000000001,"Fixed Tilt","Fixed Tilt",20,180,null,null,null,null,null,23.206776692876499,1.86813731164742,null,86.112427926282862,null,null,null,null,null,null,null,null,0.20600523679417121,0.22283675799086763,0.19421803652968037,0.19743721461187214,0.19026639344262294]
[59413,"Corcoran 2 (SPS Corcoran West Solar)","2015-07-27",2015,"CAISO","CA",36.141891000000001,-119.58181,5.29148379,"PV","c-Si",28,19.75,1.4177215189873418,"Tracking","Single Axis","Tracking",180,null,null,null,null,null,19.6133405667122,3.55728332319201,null,105.24634319270183,null,null,null,null,null,null,null,null,0.29317977450370064,0.2904745390439859,0.29063059938731867,0.28293740246228544,0.27684397408406541]
[60422,"Morgans Corner Solar","2015-12-01",2015,"PJM","NC",36.421064000000001,-76.364243999999999,4.4046742008999997,"PV","c-Si",25,19.654,1.2720056985855297,"Fixed Tilt","Fixed Tilt",20,181,null,null,null,null,null,22.804976609040899,10.1872419534371,null,128.36756786360056,null,null,null,null,null,null,null,null,0.18843351548269582,0.19091324200913237,0.15902968036529683,0.16830479452054797,0.17479508196721311]
[59979,"PSEG Pittsburg Solar Energy Center (Columbia Star / Columbia Solar Energy )","2015-10-31",2015,"CAISO","CA",38.019671000000002,-121.865061,5.0391020547999998,"PV","c-Si",25.407899999999998,19.2,1.323328125,"Fixed Tilt","Fixed Tilt",20,203,null,null,null,null,null,24.148989733908302,4.9931032421209798,null,123.78483407406139,null,null,null,null,null,null,null,null,0.24188154599271408,0.24564188546423144,0.23373882229832585,0.22809051560121774,0.19802813828172439]
[59449,"Decatur County Solar Project","2015-12-01",2015,"Southeast (non-ISO)","GA",30.967071000000001,-84.625840999999994,4.7772376712,"PV","c-Si",27,18.972000000000001,1.4231499051233396,"Tracking","Single Axis","Tracking",180,null,null,null,null,null,22.100482286785802,4.17417404616228,null,88.454158939984012,null,null,null,null,null,null,null,null,0.27881780148062124,0.26432849370906608,0.24592839050482462,0.25905155109620798,0.25000292829198584]
[59469,"Alamo Solar Project","2015-05-01",2015,"CAISO","CA",34.686041000000003,-117.34521100000001,5.9224933789999996,"PV","c-Si",23.353499999999993,18.7,1.2488502673796789,"Tracking","Single Axis","Tracking",180,null,null,null,null,null,22.407145573141101,3.94073324487763,null,114.47427599333896,null,null,null,null,null,null,null,null,0.32016768456016292,0.31134471223109428,0.31915244304446572,0.25529265255292655,0.25306707382406518]
[59334,"Catalina Solar Project 2 (Phase 3)","2015-07-22",2015,"CAISO","CA",34.921201000000003,-118.362281,5.8249045661999999,"PV","c-Si",24.276799999999998,18.400000000000002,1.3193913043478258,"Tracking","Single Axis","Tracking",180,null,null,null,null,null,21.4637944971042,3.33406907016888,null,101.71988948808932,null,null,null,null,null,null,null,null,0.34967851627464963,0.34368795910264049,0.34760273972602745,0.32531144530474493,0.29806540548032001]
[59472,"Apple Data Center (Reno NV), (Fort Churchill)","2015-05-31",2015,"West (non-ISO)","NV",39.120761000000002,-119.14074100000001,5.2611678081999997,"PV","CPV",19.740672,18,1.0967039999999999,"Tracking","Single Axis","Tracking",179,null,null,null,null,null,31.035809861273499,7.9955364010983097]
[59474,"Apple Data Center- PV3","2015-12-01",2015,"Southeast (non-ISO)","NC",35.695870999999997,-81.151670999999993,4.4909810502000003,"PV","c-Si",21.923999999999999,17.5,1.2527999999999999,"Tracking","Single Axis","Tracking",178,null,null,null,null,null,23.064833171259,4.1334112368876701,null,134.66026876871575,null,null,null,null,null,null,null,null,0.25369502992453813,0.23915851272015656,0.23119373776908023,0.2357729941291585,0.21373926619828265]
[58831,"Redcrest Solar Farm (Redwood: Redcrest)","2015-11-06",2015,"CAISO","CA",35.321944000000002,-118.81277799999999,5.3686031962999996,"PV","Thin-Film",20.856000000000002,16.66,1.2518607442977192,"Tracking","Single Axis","Tracking",180,null,null,null,null,null,19.407902211781899,4.27378534657102,null,103.12563215282617,null,null,null,null,null,null,null,null,0.27643571089638042,0.27696009910813646,0.26387267235661388,0.27737807451747826,0.23130153700824591]
[59919,"Solar Star Nellis Air Force Base (Solar Star NAFB)","2015-11-18",2015,"West (non-ISO)","NV",36.207641000000002,-115.046971,5.6199872146000001,"PV","c-Si",19,15.5,1.2258064516129032,"Tracking","Single Axis","Tracking",180,null,null,null,null,null,29.5163844062034,8.4739066982547406,null,84.680348289658738,null,null,null,null,null,null,null,null,0.29794641283271639,0.29625128884960966,0.29938135218736189,0.29049933716305787,0.29443563076561491]
[59887,"Beaufort Solar","2015-12-01",2015,"Southeast (non-ISO)","NC",35.456040999999999,-77.135470999999995,4.4015856164000002,"PV","c-Si",21.007350000000002,15.003,1.4002099580083984,"Fixed Tilt","Fixed Tilt",20,176,null,null,null,null,null,23.1940905310198,1.7021398535947101,null,102.8562411384619,null,null,null,null,null,null,null,null,0.22020489648275565,0.20489813757187683,0.20573510868602538,0.22202561009868041,0.20901253871872857]
[60007,"Morelos Del Sol","2015-11-30",2015,"CAISO","CA",35.727410999999996,-119.901291,5.3774134702999996,"PV","Thin-Film",18.72,15,1.248,"Tracking","Single Axis","Tracking",180,null,null,null,null,null,19.585539158441001,3.6746330055024199,null,95.102577904234352,null,null,null,null,null,null,null,null,0.29632665452337587,0.29506088280060883,0.29493150684931507,0.27361491628614909,0.26996053430479666]
["59185, 59318, 59628","Jacobstown Solar Farm 1-3 (2: North Run, 3: Hanover)","2015-09-30",2015,"PJM","NJ",40.063530999999998,-74.580731,4.0338438355999999,"PV","c-Si",18.343739999999997,15,1.2229159999999999,"Fixed Tilt","Fixed Tilt",20,180,null,null,null,null,null,"","",null,139.51299759531619]
[59008,"Woodmere Solar Farm (Redwood: Woodmere)","2015-12-18",2015,"CAISO","CA",35.323056000000001,-118.821389,5.3686031962999996,"PV","Thin-Film",18.75225,14.994,1.2506502601040417,"Tracking","Single Axis","Tracking",180,null,null,null,null,null,19.5262485676244,3.6714658954721302,null,89.429094293653748,null,null,null,null,null,null,null,null,0.27270319178065883,0.27826960312283205,0.26710836541618171,0.27746258320679867,0.27083541370403658]
[59548,"Creswell (Alligood) Solar","2015-05-01",2015,"PJM","NC",35.886960999999999,-76.379271000000003,4.3901821918000001,"PV","c-Si",19.600000000000001,14,1.4000000000000001,"Tracking","Single Axis","Tracking",180,null,null,null,null,null,22.6768478728765,19.975701568136198,null,114.62970505872759,null,null,null,null,null,null,null,null,0.24149427530575068,0.2520303326810176,0.24863829093281148,0.20603392041748209,0.11213570127504553]
[59872,"UC Davis South Campus (UC Davis Large Solar Plant, SSC 32)","2015-11-20",2015,"CAISO","CA",38.520040999999999,-121.74031100000001,5.0824422373999996,"PV","c-Si",16.3,13,1.2538461538461538,"Tracking","Single Axis","Tracking",180,null,null,null,null,null,26.8166056831483,4.1250818091771801,null,81.243048226867529,null,null,null,null,null,null,null,null,0.25965917051982623,0.25864067439409899,0.27064453811029154,0.26235511064278183,0.24338832842931205]
[59966,"Camp Lejeune Solar (Navy, Marines)","2015-12-01",2015,"Southeast (non-ISO)","NC",34.723180999999997,-77.349641000000005,4.4517246574999998,"PV","c-Si",17,12.8,1.328125,"Fixed Tilt","Fixed Tilt",20,181,null,null,null,null,null,23.268514680548002,3.4239015834083202,null,106.69949487241671,null,null,null,null,null,null,null,null,0.21036116803278687,0.19934360730593606,0.17630743436073054,0.1939033961187214,0.1850221283014572]
[59947,"SR Camden","2015-12-30",2015,"West (non-ISO)","AR",33.636861000000003,-92.705371,4.5111123288000003,"PV","Thin-Film",16.820999999999998,12.5,1.3456799999999998,"Tracking","Single Axis","Tracking",180,null,null,null,null,null,"","",null,108.60014710732362,null,null,null,null,null,null,null,null,0.22351548269581059,0.24256621004566209,0.24587214611872146,0.23761643835616439,0.22018087431693989]
[58639,"KRS I Anahola Solar","2015-08-01",2015,"HI","HI",22.129660999999999,-159.30711099999999,4.3563369862999997,"PV","c-Si",14.53,12,1.2108333333333332,"Fixed Tilt","Fixed Tilt",20,180,"PV+Storage","Lithium-ion",2015,6,4.63,"","",null,null,null,null,null,null,null,null,null,null,0.20056352459016394,0.20481354642313546,0.18326674277016744,0.17122336377473363,0.19651259866423801]
[59526,"Whitakers Solar (Capital Partners, Phase II, Project B)","2015-12-01",2015,"PJM","NC",36.130661000000003,-77.736610999999996,4.4320954337999998,"PV","c-Si",16.875,12,1.40625,"Tracking","Single Axis","Tracking",181,null,null,null,null,null,22.037481470436902,10.6833285996222,null,102.70810086410317,null,null,null,null,null,null,null,null,0.25175508500303584,0.26562024353120245,0.25029490106544899,0.25576484018264839,0.23435602610807529]
[59086,"Goose Lake Solar (formerly Cottonwood 1)","2015-07-27",2015,"CAISO","CA",35.590361000000001,-119.575731,5.3367968037000004,"PV","Thin-Film",16.8675,12,1.4056249999999999,"Tracking","Single Axis","Tracking",179,null,null,null,null,null,21.211478760618601,3.3371423942051099,126.51001719203325,127.88705644599621,null,null,null,null,null,null,null,null,0.33400690649666059,0.33155441400304414,0.32591324200913241,0.30703957382039576,0.29806086824529454]
[59087,"(City of) Corcoran Solar (formerly Cottonwood 2)","2015-05-01",2015,"CAISO","CA",36.136301000000003,-119.55662100000001,5.29148379,"PV","Thin-Film",14.9,12,1.2416666666666667,"Tracking","Single Axis","Tracking",180,null,null,null,null,null,19.517877427673799,3.9286649353580501,null,134.17764200768187,null,null,null,null,null,null,null,null,0.28139230418943539,0.26330859969558601,0.27312595129375949,0.24679414003044139,0.25036999089253187]
[59498,"Tracy Solar","2015-12-01",2015,"Southeast (non-ISO)","NC",35.797541000000002,-78.141181000000003,4.4295815068,"PV","c-Si",14.000109999999999,11.661999999999999,1.2004896244211971,"Fixed Tilt","Fixed Tilt",20,181,null,null,null,null,null,23.162254975177799,3.7487798722235302,null,102.02969247843768,null,null,null,null,null,null,null,null,0.19092336388107156,0.19360973352158869,0.18106068259006147,0.18156969245623886,0.16854907458689955]
[59444,"(City of) Phoenix (Desert Star) (Landfill SR85)","2015-06-10",2015,"West (non-ISO)","AZ",33.144050999999997,-112.66264099999999,5.8535942922000004,"PV","c-Si",15.624000000000001,11.200000000000001,1.395,"Tracking","Single Axis","Tracking",180,null,null,null,null,null,19.177374998841199,9.4999728532408199,null,79.138698987476346,null,null,null,null,null,null,null,null,null,null,0.30261333985649058,0.31602658186562305,0.32964765482695813]
[57324,"Luke Air Force Base Solar","2015-07-13",2015,"West (non-ISO)","AZ",33.526480999999997,-112.380741,5.8058650685000002,"PV","c-Si",15.624000000000001,11.200000000000001,1.395,"Tracking","Single Axis","Tracking",180,null,null,null,null,null,20.646377053801999,12.340816243340001,null,77.458110632652549,null,null,null,null,null,null,null,null,null,null,null,0.31405944227005878,0.32796033372365341]
[60197,"Santolina Solar Energy Center","2015-12-31",2015,"West (non-ISO)","NM",35.012560999999998,-106.860871,5.6324237442999996,"PV","c-Si",12.4,10.5,1.180952380952381,"Tracking","Single Axis","Tracking",180,null,null,null,null,null,23.803407608745399,19.970112876958101,null,59.595194221167667,null,null,null,null,null,null,null,null,0.27464437505421113,0.2868232224396608,0.28889976081756902,0.26860186997173302,0.28320973198022381]
[59811,"PSEG Waldorf Solar Center (Rockfish Solar)","2015-08-01",2015,"PJM","MD",38.589720999999997,-76.876510999999994,4.1924143836000001,"PV","c-Si",13.09,10.3,1.2708737864077668,"Tracking","Single Axis","Tracking",180,null,null,null,null,null,24.3288519696344,9.8048877090348707,64.795620429104886,95.735122845056381,null,null,null,null,null,null,null,null,0.22401718924080852,0.22307931019195806,0.20852728642993301,0.22469743316930441,0.20308327585901986]
[64190,"Waipio Peninsula","2015-10-31",2015,"HI","HI",21.366375999999999,-157.98520600000001,5.7239705478999996,"PV","c-Si",14.3,10.199999999999999,1.4019607843137256,"Fixed Tilt","Fixed Tilt",10,180,null,null,null,null,null,"","",null,null,null,null,null,null,null,null,null,null,null,null,null,null,0.24080973671137607]
["58418, 58419","Victor Dry Farm Ranch A+B","2015-08-25",2015,"CAISO","CA",34.497751000000001,-117.47107099999999,5.8946315067999997,"PV","c-Si",11,10,1.1000000000000001,"Fixed Tilt","Fixed Tilt",15,192,null,null,null,null,null,"","",null,97.612444252725382]
[59601,"PSEG L&D Landfill Solar","2015-12-30",2015,"PJM","NJ",39.981440999999997,-74.765220999999997,4.0293312784999999,"PV","c-Si",12.93,10,1.2929999999999999,"Fixed Tilt","Fixed Tilt",20,180,null,null,null,null,null,18.593170992421001,20.224259406036499,null,183.64030781773374,null,null,null,null,null,null,null,null,0.189674408014572,0.18938356164383563,0.17982876712328766,0.19073059360730593,0.18461976320582876]
[60195,"South Valley Solar Energy Center","2015-12-31",2015,"West (non-ISO)","NM",34.985610999999999,-106.729851,5.6095006849000004,"PV","c-Si",12.4,10,1.24,"Tracking","Single Axis","Tracking",180,null,null,null,null,null,23.530893832936801,17.686665084360801,null,60.519596148666167,null,null,null,null,null,null,null,null,0.28147768670309647,0.21689497716894976,0.28827625570776255,0.27591324200913248,0.30038706739526411]
[60198,"Rio Communities Solar Energy Center","2015-12-31",2015,"West (non-ISO)","NM",34.637891000000003,-106.701571,5.6543541095999998,"PV","c-Si",12.4,10,1.24,"Tracking","Single Axis","Tracking",180,null,null,null,null,null,23.318202473084501,20.240960997806798,null,64.167431094266405,null,null,null,null,null,null,null,null,0.26855646630236796,0.27512557077625571,0.26843607305936074,0.27554794520547943,0.27978142076502738]
["59424, 59823","IND Airport Solar Farm Phase 2 (INDY II + III)","2015-09-30",2015,"MISO","IN",39.694721999999999,-86.321667000000005,4.0498899543000002,"PV","c-Si",13.2,10,1.3199999999999998,"Tracking","Single Axis","Tracking",180,null,null,null,null,null,"","",null,154.49253319677558]
[59273,"SEPV Palmdale East Solar","2015-10-27",2015,"CAISO","CA",34.613056,-117.938889,5.8909061643999996,"PV","c-Si",11.497,9.98,1.1520040080160321,"Tracking","Single Axis","Tracking",180,null,null,null,null,null,22.413380175992,3.5629844060478502,null,89.413596981263936,null,null,null,null,null,null,null,null,0.31160063752276868,0.30148401826484017,0.30843607305936077,0.29659817351598172,0.2800091074681238]
[60196,"Santa Fe Solar Energy Center","2015-12-31",2015,"West (non-ISO)","NM",35.561940999999997,-106.08501099999999,5.5176280821999999,"PV","c-Si",11.6,9.5,1.2210526315789474,"Tracking","Single Axis","Tracking",180,null,null,null,null,null,23.212027648997701,20.300236777083899,null,65.90609057059207,null,null,null,null,null,null,null,null,0.26587815166331125,0.25993751502042783,0.28955779860610431,0.28697428502763761,0.26348144952545299]
[58877,"PSEG Kinsley Landfill Solar","2015-01-01",2015,"PJM","NJ",39.793680999999999,-75.106261000000003,4.0834452055000003,"PV","c-Si",11.18,8.6,1.3,"Fixed Tilt","Fixed Tilt",10,180,null,null,null,null,null,18.562435611331502,26.478683799734799,null,144.94668186096365,null,null,null,null,null,null,null,null,0.19750497733723055,0.18076351279600728,0.17225496442603808,0.19065254327280459,0.13454695641123401]
[59001,"PSEG Parkland Landfill Solar","2015-01-01",2015,"PJM","NJ",40.127271,-74.711160000000007,3.9679479452000002,"PV","c-Si",10.14,7.8,1.3,"Fixed Tilt","Fixed Tilt",15,180,null,null,null,null,null,18.698652385607598,19.5522201228512,null,146.1599164814032,null,null,null,null,null,null,null,null,0.17130505347718461,0.17351598173515981,0.16807165437302427,0.18661456503922261,0.17965356592405771]
[60035,"Tequesquite Landfill Solar PV Project (RPU Project, SSC 31)","2015-10-30",2015,"CAISO","CA",33.974860999999997,-117.407201,5.4522308218999997,"PV","c-Si",9.3960000000000008,7.5,1.2528000000000001,"Fixed Tilt","Fixed Tilt",7.5,180,null,null,null,null,null,25.766851086905898,4.7502288121408904,81.536047201167648,106.72793269824663,null,null,null,null,null,null,null,null,0.23325743776563446,0.2235007610350076,0.22602739726027396,0.22050228310502282,0.2111718275652702]
[59440,"NextEra Adelanto Solar Phase 2","2015-07-03",2015,"CAISO","CA",34.553970999999997,-117.369651,5.9188707763000004,"PV","c-Si",8.5490570286317773,7,1.221293861233111,"Tracking","Single Axis","Tracking",180,null,null,null,null,null,22.2668547878487,3.7464426463007898,75.769444740106138,87.484465218181711,null,null,null,null,null,null,null,null,0.31076665040333074,0.30272341813437703,0.30745270711024136,0.29815720808871493,0.26680002602133751]
[60734,"Bordentown Solar","2015-12-30",2015,"PJM","NJ",40.038611000000003,-74.776640999999998,4.0069723744000001,"PV","c-Si",8.5,6.8,1.25,"Fixed Tilt","Fixed Tilt",19,195,null,null,null,null,null,18.777096213317499,21.321496792928698,null,null,null,null,null,null,null,null,null,null,null,0.18145648670427073,0.17400282030620468,0.17977773301101266,0.17587123647273115]
[59611,"Lakeland Bluebird Facility (Sutton or Bella Vista)","2015-08-01",2015,"Southeast (non-ISO)","FL",28.066831000000001,-82.017431000000002,4.9721349315000003,"PV","c-Si",7.6890000000000001,6,1.2815000000000001,"Tracking","Single Axis","Tracking",180,null,null,null,null,null,"","",101.09010539785217,98.946703830803926,null,null,null,null,null,null,null,null,0.20182528840315728,0.21598173515981736,0.20273972602739726,0.21044520547945206,0.1835724043715847]
[59556,"Dalton phase 3 (Dalton 2 in EIA) (Looper Bridge Solar Facility in Ventyx)","2015-05-13",2015,"Southeast (non-ISO)","GA",34.712741000000001,-84.918441000000001,4.3715703196,"PV","c-Si",7.1,5.5,1.2909090909090908,"Fixed Tilt","Fixed Tilt",22,180,null,null,null,null,null,22.313094584373999,5.1721048370745901,null,88.249792028387091,null,null,null,null,null,null,null,null,0.22915631727107136,0.21799501867995019,0.19850560398505601,0.20649647156496473,0.18560606060606064]
[59204,"OCI Alamo 3 Solar (Walzem Solar, Texas 3)","2015-01-01",2015,"ERCOT","TX",29.479590999999999,-98.299121,4.7654947489000001,"PV","c-Si",6.7473000000000001,5.5,1.2267818181818182,"Tracking","Dual-Axis","Tracking",null,null,null,null,null,null,26.948374174923799,0,null,126.08544022114221,null,null,null,null,null,null,null,null,0.24875807252856433,0.24254877542548772,0.21921959319219597,0.22432544624325451,0.22333995694651432]
[60239,"Pastime Farm","2015-12-26",2015,"MISO","IN",39.521180999999999,-87.180411000000007,4.0474342466,"PV","Thin-Film",6.93,5.2,1.3326923076923076,"Fixed Tilt","Fixed Tilt",20,180,null,null,null,null,null,26.891346959238401,0.62561283345335095,null,158.05432012555812,null,null,null,null,null,null,null,null,0.21279949558638084,0.20462328767123281,0.19985950122936419,0.19158324552160166,0.1959200294241277]
[60238,"McDonald Solar Farm","2015-12-26",2015,"MISO","IN",39.595151000000001,-87.474091000000001,4.0697605023000003,"PV","Thin-Film",7.1400000000000006,5.2,1.3730769230769231,"Fixed Tilt","Fixed Tilt",20,180,null,null,null,null,null,26.829896237796302,0.56365901186733403,null,164.53157655873397,null,null,null,null,null,null,null,null,0.20780790248003359,0.20034246575342463,0.1984764664559184,0.12985159817351596,0.19160711783662598]
[58646,"Stateline Solar (1-7) (Desert Stateline)","2016-07-31",2016,"CAISO","CA",35.584941000000001,-115.435241,5.7195168949999999,"PV","Thin-Film",340.4,299.5,1.1365609348914858,"Fixed Tilt","Fixed Tilt",25,180,null,null,null,null,null,20.529024926801601,4.0467770003082304,null,126.68607398574957,null,null,null,null,null,null,null,null,null,0.25070017761718544,0.25442785159436193,0.24551688125566964,0.24838224606280659]
[58462,"McCoy Solar Energy Project (1-8) Phase I","2016-06-30",2016,"CAISO","CA",33.692211,-114.750651,5.7975968037000003,"PV","Thin-Film",339.30000000000007,270.60000000000002,1.2538802660753883,"Tracking","Single Axis","Tracking",180,"PV+Storage",null,2021,230,920,17.648801717062302,4.0408698777870198,85.827763239709867,66.922015680702415,null,null,null,null,null,null,null,null,null,0.31436398735095689,0.29568445902391777,0.30430389764669752,0.23945009538272224]
[57859,"Moapa Southern Paiute (Moapa Solar Project)","2016-12-31",2016,"West (non-ISO)","NV",36.529950999999997,-114.770308,5.7123159816999998,"PV","Thin-Film",353,250,1.4119999999999999,"Fixed Tilt","Fixed Tilt",30,181,null,null,null,null,null,22.960244219694601,5.2028307046290898,80.77785758242976,88.332780837601916,null,null,null,null,null,null,null,null,null,0.28702511415525112,0.28513835616438354,0.27384474885844751,0.28694899817850639]
[58644,"Silver State South Solar Project 1-8","2016-06-30",2016,"CAISO","NV",35.616630999999998,-115.336961,5.5147972602999999,"PV","Thin-Film",338.7,249.99999999999997,1.3548,"Tracking","Single Axis","Tracking",180,null,null,null,null,null,23.639864544379201,3.21104445332141,115.56695260570278,58.233065437827875,null,null,null,null,null,null,null,null,null,0.32473013698630138,0.32460913242009137,0.29898264840182653,0.30963160291438985]
[59939,"RE Tranquility Solar","2016-09-26",2016,"CAISO","CA",36.581364999999998,-120.404471,5.3029461187000004,"PV","c-Si",257.7,205.3,1.2552362396492935,"Tracking","Single Axis","Tracking",180,"PV+Storage",null,2021,72,288,8.2802022790313998,3.8771658793324,null,77.470524471350146,null,null,null,null,null,null,null,null,null,0.2532383837440253,0.27903202129860072,0.27433124929104746,0.23739527298892643]
[60233,"RE Garland","2016-11-30",2016,"CAISO","CA",34.825266999999997,-118.52498900000001,5.7571095889999997,"PV","c-Si",241.46341463414635,180,1.3414634146341464,"Tracking","Single Axis","Tracking",180,"PV+Storage",null,2021,88,352,21.219867365194499,3.3119390381287199,null,66.638595582176436,null,null,null,null,null,null,null,null,null,0.33777119585338761,0.32477786005183268,0.2933728248796742,0.30036183724708315]
[59994,"RE Roserock","2016-11-23",2016,"ERCOT","TX",30.960208999999999,-103.306662,5.6109545662000002,"PV","c-Si",212.1,157.5,1.3466666666666667,"Tracking","Single Axis","Tracking",179,null,null,null,null,null,24.0591028338543,0,43.767792548438244,60.774656093030984,null,null,null,null,null,null,null,null,null,0.28730158730158728,0.18285496847140684,0.27900992969486121,0.29966316824240319]
[59840,"Springbok Solar Farm 2 (Fremont Solar)","2016-09-30",2016,"West (non-ISO)","CA",35.248251000000003,-117.972311,5.8586210045999998,"PV","c-Si",191,155,1.232258064516129,"Tracking","Single Axis","Tracking",179,null,null,null,null,null,"","",51.021198302627944,71.742895514140159,null,null,null,null,null,null,null,null,null,0.3075695978789218,0.29973928413610257,0.30097289733392252,0.30186776543862742]
[60308,"Mesquite Solar 3","2016-12-31",2016,"CAISO","AZ",33.341391000000002,-112.951341,5.8711141552999999,"PV","c-Si",210,154,1.3636363636363635,"Tracking","Single Axis","Tracking",180,null,null,null,null,null,18.674036173774699,2.97431946563501,48.894875077160599,40.728760513698191,null,null,null,null,null,null,null,null,null,0.33531202435312024,0.33926103500761035,0.3391453576864536,0.34392152398299941]
[57491,"(Tenaska) Imperial Solar Energy Center West (Csolar IV West)","2016-04-30",2016,"CAISO","CA",32.772224999999999,-115.77931100000001,5.7881271689,"PV","Thin-Film",182.29,148.69999999999999,1.2258910558170815,"Tracking","Single Axis","Tracking",180,null,null,null,null,null,19.191234096430101,3.28503120906421,94.320488853098709,71.82888221528863,null,null,null,null,null,null,null,null,null,0.29987133543987005,0.28962039348631829,0.30315320294915143,0.29861486250601765]
[59897,"Taylor County Solar (Sandhills Solar Facility)","2016-10-31",2016,"Southeast (non-ISO)","GA",32.583055999999999,-84.297222000000005,4.5850029680000004,"PV","Thin-Film",180,146,1.2328767123287672,"Tracking","Single Axis","Tracking",180,null,null,null,null,null,22.048647242538902,4.5851596943286204,57.924836416673124,76.964152044807321,null,null,null,null,null,null,null,null,null,0.23303621692625259,0.22593982610871327,0.23138331144054544,0.21027256905456995]
[60092,"NextEra Blythe Solar II (125)","2016-10-30",2016,"CAISO","CA",33.680000999999997,-114.730001,5.7975968037000003,"PV","c-Si",161.5,131.19999999999999,1.2309451219512195,"Tracking","Single Axis","Tracking",181,"PV+Storage",null,2021,115,460,16.6077050420019,3.86956523455919,51.949427114259713,76.044077910934675,null,null,null,null,null,null,null,null,null,0.30371822446820362,0.30025441307495276,0.23690868972045889,0.24074137706028698]
[59656,"Comanche Solar","2016-09-30",2016,"West (non-ISO)","CO",38.205278,-104.566667,5.1341100457,"PV","c-Si",156,120,1.3,"Tracking","Single Axis","Tracking",180,null,null,null,null,null,18.7445578482575,19.611025284513001,55.602064898828651,66.940132151607898,null,null,null,null,null,null,null,null,null,0.27153538812785394,0.28335235920852364,0.27665620243531203,0.27581492865816637]
[60093,"NextEra Blythe Solar I (110)","2016-03-07",2016,"CAISO","CA",33.680000999999997,-114.742001,5.7975968037000003,"PV","c-Si",154,109.8,1.4025500910746813,"Tracking","Single Axis","Tracking",181,null,null,2022,63,252,16.880303882565499,3.0756863423759699,null,68.502781252654856,null,null,null,null,null,null,null,null,null,0.28350113531451954,0.31070085917941292,0.30169319892540186,0.30626972040570527]
[59207,"OCI Alamo 7 Solar","2016-08-30",2016,"ERCOT","TX",33.010120999999998,-99.600230999999994,5.1089191780999998,"PV","c-Si",132,106.4,1.2406015037593985,"Tracking","Dual-Axis","Tracking",null,null,null,null,null,null,22.240006936694499,0,null,85.500160381032714,null,null,null,null,null,null,null,null,null,0.26701978415260169,0.26525237258506323,0.27041919868163555,0.28118558863004495]
[59532,"Springbok Solar Farm 1","2016-07-30",2016,"West (non-ISO)","CA",35.251721000000003,-117.956301,5.8586210045999998,"PV","c-Si",136.80000000000001,105,1.3028571428571429,"Tracking","Single Axis","Tracking",179,null,null,null,null,null,"","",60.435827572850741,79.056033759182114,null,null,null,null,null,null,null,null,null,0.3253337682104806,0.32397586431833009,0.31538269188954121,0.31943251799809175]
[59896,"Butler Solar Project 103","2016-12-31",2016,"Southeast (non-ISO)","GA",32.559840999999999,-84.279881000000003,4.5850029680000004,"PV","Thin-Film",141.5,103,1.3737864077669903,"Tracking","Single Axis","Tracking",180,null,null,null,null,null,22.0768329891302,4.4690235183405997,57.739825309035687,79.323354235209308,null,null,null,null,null,null,null,null,null,0.25821031165491865,0.25006317329432104,0.25513920290818815,0.24102516490706846]
[58975,"Henrietta Solar Project","2016-10-31",2016,"CAISO","CA",36.218806000000001,-119.80583300000001,5.3183070776000001,"PV","c-Si",127.9,102,1.253921568627451,"Tracking","Single Axis","Tracking",180,null,null,null,null,null,19.9418459337179,3.6845675832276799,89.014281114293723,117.25414329383284,null,null,null,null,null,null,null,null,null,0.27993105918166356,0.28468640881009938,0.27422329662458589,0.27050296439158539]
[60064,"White Pine Solar","2016-07-01",2016,"Southeast (non-ISO)","GA",32.503791,-84.259530999999996,4.5850029680000004,"PV","c-Si",148.5,101.2,1.4673913043478259,"Fixed Tilt","Fixed Tilt",17,200,null,null,null,null,null,22.300789903753699,4.8679799405679498,52.771120878494436,76.812547066882473,null,null,null,null,null,null,null,null,null,0.23292183298139224,0.2164166982511235,0.22630376125760279,0.21252146374651723]
[60307,"Mesquite Solar 2","2016-12-31",2016,"CAISO","AZ",33.333041000000001,-112.921621,5.8711141552999999,"PV","c-Si",136.5,100.8,1.3541666666666667,"Tracking","Single Axis","Tracking",180,null,null,null,null,null,19.230832707839301,3.3318868452826398,54.667308533996064,57.084430258032896,null,null,null,null,null,null,null,null,null,0.32943869138218451,0.32278643002101909,0.2899713252881061,0.29782233931824093]
[59976,"RE Astoria 1","2016-12-31",2016,"CAISO","CA",34.844591000000001,-118.450811,5.7788794521,"PV","c-Si",130.80000000000001,100,1.3080000000000001,"Tracking","Single Axis","Tracking",179,null,null,null,null,null,21.2797249045563,3.0528242269667598,null,67.404774387644949,null,null,null,null,null,null,null,null,null,0.30931735159817353,0.32863356164383561,0.32261073059360729,0.32668602003642988]
[60352,"Boulder Solar Project 1","2016-12-31",2016,"West (non-ISO)","NV",35.835901,-114.974121,5.4780166667000003,"PV","c-Si",124.9,100,1.2490000000000001,"Tracking","Single Axis","Tracking",180,null,null,null,null,null,28.3711681398526,7.50446533387335,41.944134525586627,60.795275986444409,null,null,null,null,null,null,null,null,null,0.30993493150684931,0.31975228310502285,0.30608904109589041,0.32016051912568305]
[59852,"North Star Solar Project","2016-10-20",2016,"MISO","MN",45.486161000000003,-92.895240999999999,3.7650851597999999,"PV","c-Si",138,100,1.38,"Tracking","Single Axis","Tracking",180,null,null,null,null,null,19.804364655622301,0.530384353186097,66.358400650790671,92.251720770729648,null,null,null,null,null,null,null,null,null,0.21623515981735159,0.22517922374429225,0.20318721461187214,0.22541666666666665]
[59150,"RE Mustang Solar","2016-08-23",2016,"CAISO","CA",36.233341000000003,-119.913381,5.3587312784999996,"PV","c-Si",134.4,100,1.3440000000000001,"Tracking","Single Axis","Tracking",179,null,null,null,null,null,19.886732523722898,3.7565383190255299,56.862090410214812,78.299494346376775,null,null,null,null,null,null,null,null,null,0.30232077625570775,0.29574315068493157,0.2821632420091324,0.2632912112932605]
[59814,"Copper Mountain Solar 4","2016-09-30",2016,"CAISO","NV",35.788471000000001,-114.980101,5.6636732877,"PV","c-Si",125.2,93.6,1.3376068376068377,"Tracking","Single Axis","Tracking",180,null,null,null,null,null,22.140710417927501,3.1016579764455399,54.488431930163024,63.3990675695688,null,null,null,null,null,null,null,null,null,0.30370053272450542,0.32176779651094728,0.32438751317175984,0.32534994667849865]
[60185,"Solverde 1 Solar Facility","2016-12-20",2016,"CAISO","CA",34.655693999999997,-118.29816599999999,5.7423842466000004,"PV","c-Si",106.3,85,1.2505882352941176,"Tracking","Single Axis","Tracking",180,null,null,null,null,null,22.226693299492101,3.4297044131813901,51.509220855443289,60.218654222878335,null,null,null,null,null,null,null,null,null,0.2997945205479452,0.30071716357775985,0.29391888262154175,0.29151264330868959]
[59941,"Iron Springs Solar (Three Cedars)","2016-08-15",2016,"West (non-ISO)","UT",37.725620999999997,-113.159631,5.2294997716999996,"PV","c-Si",101.05800000000001,80.016000000000005,1.2629724055188962,"Tracking","Single Axis","Tracking",179,null,null,null,null,null,22.225233070743201,13.102152837277499,null,53.453839210160744,null,null,null,null,null,null,null,null,null,0.30251855022831048,0.30222031963470319,0.29712328767123292,0.31272199453551913]
[59387,"Escalante Solar I (Four Brothers)","2016-10-31",2016,"West (non-ISO)","UT",38.524920999999999,-113.03545099999999,5.1642694063999999,"PV","c-Si",105.1,80.016000000000005,1.313487302539492,"Tracking","Single Axis","Tracking",179,null,null,null,null,null,22.116844290467899,15.3890512576166,null,58.348070770142414,null,null,null,null,null,null,null,null,null,0.29512271689497716,0.29187928082191783,0.29273116438356162,0.28163422131147542]
[59388,"Escalante Solar II (Four Brothers)","2016-10-31",2016,"West (non-ISO)","UT",38.499951000000003,-113.028441,5.2347301369999997,"PV","c-Si",105.1,80.016000000000005,1.313487302539492,"Tracking","Single Axis","Tracking",179,null,null,null,null,null,21.767713240819599,14.0192982096066,null,53.611145625756876,null,null,null,null,null,null,null,null,null,0.29859589041095891,0.29680650684931503,0.29064069634703199,0.3107581967213115]
[59389,"Escalante Solar III (Four Brothers)","2016-10-31",2016,"West (non-ISO)","UT",38.498430999999997,-112.986851,5.2151331049999996,"PV","c-Si",105.3,80.016000000000005,1.3159868026394719,"Tracking","Single Axis","Tracking",179,null,null,null,null,null,20.325852659257901,14.811016978510899,null,54.652492976586721,null,null,null,null,null,null,null,null,null,0.29672517123287673,0.29471603881278541,0.29172659817351598,0.30416097449908924]
[59386,"Enterprise Solar Plant (Four Brothers)","2016-09-12",2016,"West (non-ISO)","UT",37.644711000000001,-113.610991,5.4006244291999996,"PV","c-Si",105.1,80,1.31375,"Tracking","Single Axis","Tracking",180,null,null,null,null,null,21.772552717374602,13.808809077656599,null,49.968368401872105,null,null,null,null,null,null,null,null,null,0.32001569634703192,0.32154109589041097,0.31399257990867574,0.33432946265938068]
[59946,"Granite Mountain Solar East (Three Cedars)","2016-09-01",2016,"West (non-ISO)","UT",37.773051000000002,-113.230841,5.2480246575000002,"PV","c-Si",101.3,80,1.2662499999999999,"Tracking","Single Axis","Tracking",179,null,null,null,null,null,22.254755507938398,12.971207458608299,null,56.377734195553494,null,null,null,null,null,null,null,null,null,0.29778396118721462,0.29693350456621009,0.2912029109589041,0.3071322859744991]
[60127,"Amazon Solar Farm US East 1 (EIA: Eastern Shore Solar, Ventyx: Oak Hall Solar, Dominion: Solar Alliance with AWS, Amazon: Amazon Solar Farm US East 1)","2016-10-31",2016,"PJM","VA",37.948810999999999,-75.571630999999996,4.3047945204999998,"PV","c-Si",105.4,80,1.3175000000000001,"Tracking","Single Axis","Tracking",182,null,null,null,null,null,25.667014211330599,11.398643481525101,67.583307312300008,98.750856972064355,null,null,null,null,null,null,null,null,null,0.22479737442922373,0.21927083333333339,0.23592180365296803,0.22118340163934427]
[60068,"Grand View Solar Two","2016-12-31",2016,"West (non-ISO)","ID",43.016320999999998,-116.01181099999999,4.6863664384000003,"PV","c-Si",108,80,1.35,"Tracking","Single Axis","Tracking",180,null,null,null,null,null,"","",null,55.233989323900978,null,null,null,null,null,null,null,null,null,0.23304223744292238,0.26021118721461189,0.25708904109589042,0.26542577413479052]
[60432,"Three Peaks Power Plant","2016-12-31",2016,"West (non-ISO)","UT",37.828681000000003,-113.127551,5.2485242009000004,"PV","c-Si",107.74763999999999,80,1.3468454999999999,"Tracking","Single Axis","Tracking",180,null,null,null,null,null,22.4880368659163,13.9948336463064,null,48.882093064760014,null,null,null,null,null,null,null,null,null,0.3148929794520548,0.32239012557077623,0.30924372146118723,0.31001679189435338]
[59671,"Hope Mills Solar (Innovative Solar 46)","2016-12-20",2016,"Southeast (non-ISO)","NC",34.918011,-78.933060999999995,4.5149367580000002,"PV","c-Si",100.04960000000001,78.5,1.2745171974522294,"Tracking","Single Axis","Tracking",185,null,null,null,null,null,23.064956239540798,3.5095819865991098,null,87.392421735545398,null,null,null,null,null,null,null,null,null,0.22682430270773346,0.21272694354768346,0.21791292208358781,0.21557290035153667]
[60082,"White Oak Solar","2016-07-01",2016,"Southeast (non-ISO)","GA",33.035471000000001,-82.107111000000003,4.6657502283000003,"PV","c-Si",112.6,76.5,1.4718954248366012,"Fixed Tilt","Fixed Tilt",17,200,null,null,null,null,null,22.264514758747101,4.7554188639305099,53.480099150466707,77.815951340984839,null,null,null,null,null,null,null,null,null,0.23769063180827887,0.22472468439430568,0.22773748768913962,0.21507315737466809]
[59977,"RE Astoria 2","2016-12-31",2016,"CAISO","CA",34.836561000000003,-118.483661,5.7788794521,"PV","c-Si",94.9,75,1.2653333333333334,"Tracking","Single Axis","Tracking",180,null,null,null,null,null,21.344366490851801,2.9757060292995301,57.445227719825162,65.290160684924189,null,null,null,null,null,null,null,null,null,0.32176103500761033,0.34899543378995435,0.32767884322678842,0.33562537947783849]
[60058,"River Bend Solar (AL)","2016-09-30",2016,"Southeast (non-ISO)","AL",34.837060999999999,-87.8429,4.3994481734999997,"PV","c-Si",100.2,75,1.3360000000000001,"Tracking","Single Axis","Tracking",180,null,null,null,null,null,23.482451188522599,4.8055513681874,57.600630794613295,83.096406139688327,null,null,null,null,null,null,null,null,null,0.22857534246575342,0.22529071537290715,0.22753120243531202,0.19841226472374013]
[59589,"Rutherford Farm","2016-12-31",2016,"Southeast (non-ISO)","NC",35.257280999999999,-81.830111000000002,4.5246130136999998,"PV","c-Si",92,74.8,1.2299465240641712,"Fixed Tilt","Fixed Tilt",25,178,null,null,null,null,null,23.378204152962599,3.6239749578819498,null,79.773123723474939,null,null,null,null,null,null,null,null,null,0.21243254462432551,0.20109027421678516,0.21059965081923188,0.19995336684102361]
[59993,"FPL Babcock Ranch Solar Energy Center","2016-12-31",2016,"Southeast (non-ISO)","FL",26.861621,-81.742821000000006,5.0537132419999997,"PV","c-Si",123,74.5,1.651006711409396,"Fixed Tilt","Fixed Tilt",20,195,"PV+Storage","Lithium-ion",2018,10,40,20.967802195507499,26.589267976852302,null,71.085301314959182,null,null,null,null,null,null,null,null,null,0.25140510557445372,0.25281174343415769,0.24678986240078454,0.24002304372807179]
[60061,"FPL Citrus Solar Energy Center","2016-12-31",2016,"Southeast (non-ISO)","FL",27.321511000000001,-81.801691000000005,5.0437858447000004,"PV","c-Si",123,74.5,1.651006711409396,"Fixed Tilt","Fixed Tilt",20,180,"PV+Storage","Lithium-ion",2018,4,16,20.798497433648102,26.823151985296501,null,74.017706105318396,null,null,null,null,null,null,null,null,null,0.25287150255891638,0.25337868897673993,0.25104655082590177,0.23825656165572548]
[60014,"FPL Manatee Solar Energy Center","2016-12-31",2016,"Southeast (non-ISO)","FL",27.619710999999999,-82.354971000000006,5.0141648402000003,"PV","c-Si",123,74.5,1.651006711409396,"Fixed Tilt","Fixed Tilt",20,195,"PV+Storage",null,2021,409,900,20.880965571870401,28.932819540998999,null,69.903770825231973,null,null,null,null,null,null,null,null,null,0.25846281143697708,0.25471177714443322,0.25175446661150441,0.24685058862361095]
[60406,"Roswell Solar","2016-10-07",2016,"SPP","NM",33.460731000000003,-104.460111,5.5833401825999998,"PV","c-Si",95.6,70,1.3657142857142857,"Tracking","Single Axis","Tracking",180,null,null,null,null,null,24.803619036259501,24.901337094095702,37.458763505044814,62.039403161665469,null,null,null,null,null,null,null,null,null,0.27959556425309851,0.30727332028701893,0.26828440965427269,0.28484257090814469]
[60405,"Chaves County Solar I","2016-10-07",2016,"SPP","NM",33.446111000000002,-104.442021,5.5833401825999998,"PV","c-Si",95.6,70,1.3657142857142857,"Tracking","Single Axis","Tracking",180,null,null,null,null,null,24.823038782581399,24.905358629531101,37.935103326056911,58.639348314604085,null,null,null,null,null,null,null,null,null,0.28386497064579258,0.30569960861056744,0.27043378995433792,0.28866933385376009]
[60389,"RE Barren Ridge 1 / RE Cinco Solar Project (Apollo Solar Project?)","2016-08-30",2016,"West (non-ISO)","CA",35.204730999999995,-118.06875099999999,5.8451440639000003,"PV","c-Si",78,62,1.2580645161290323,"Tracking","Single Axis","Tracking",180,null,null,null,null,null,"","",60.413994299557807,70.36264094313114,null,null,null,null,null,null,null,null,null,0.3276789659743703,0.32600714390926505,0.30083222860509645,0.30960433926787706]
[60611,"Summit Farms Solar (Phase 1)","2016-12-01",2016,"PJM","NC",36.474820999999999,-76.151330999999999,4.3991255707999999,"PV","c-Si",84.2,60,1.4033333333333333,"Tracking","Single Axis","Tracking",181,null,null,null,null,null,22.684446407528998,9.4998701437134905,51.742532229059023,86.775635465760374,null,null,null,null,null,null,null,null,null,0.23912100456621005,0.21832952815829529,0.23251141552511415,0.22852534911961142]
[59523,"Five Points Solar Park","2016-08-30",2016,"CAISO","CA",36.392040999999999,-120.238331,5.3629392694,"PV","c-Si",84,60,1.4,"Tracking","Single Axis","Tracking",179,null,null,null,null,null,17.7331567092474,3.7949192505996998,50.300759013700436,61.829543672332107,null,null,null,null,null,null,null,null,null,0.28345129375951295,0.30846461187214613,0.27498477929984777,0.2555650425015179]
[59316,"Beacon Solar 3 ( Hecate Energy Beacon 3 Photovoltaic Project)","2016-12-09",2016,"West (non-ISO)","CA",35.248480999999998,-118.00881099999999,5.8451440639000003,"PV","c-Si",62.95,56,1.124107142857143,"Tracking","Single Axis","Tracking",180,null,null,null,null,null,"","",57.237838446182408,61.369399385182426,null,null,null,null,null,null,null,null,null,0.26908838878016961,0.29157901174168299,0.28171681343770383,0.28139230418943534]
[60590,"TID Solar Generating Station (Golden Fields Solar I , Rosamond West Solar Project II)","2016-12-31",2016,"CAISO","CA",34.840150999999999,-118.391161,5.7757949772000003,"PV","c-Si",67.400000000000006,54,1.2481481481481482,"Tracking","Single Axis","Tracking",180,null,null,null,null,null,19.624457350156199,3.7633873983183901,44.588438658721486,84.42149257636116,null,null,null,null,null,null,null,null,null,0.31782090309487571,0.32270209707424319,0.31485709453745986,0.26328172434729813]
[60591,"Stanford Solar Generating Station (Solar Star California  XLI  ,Rosamond West Solar Project I)","2016-12-31",2016,"CAISO","CA",34.830401000000002,-118.395841,5.7757949772000003,"PV","c-Si",67.400000000000006,54,1.2481481481481482,"Tracking","Single Axis","Tracking",180,null,null,null,null,null,18.7717654378053,3.9574701462711701,45.326870679638063,71.303352380563666,null,null,null,null,null,null,null,null,null,0.32064941653982748,0.33159352274649079,0.3292089463893117,0.24985874991567159]
[60554,"SR Hazlehurst Solar II","2016-12-31",2016,"Southeast (non-ISO)","GA",31.820211,-82.602070999999995,4.7210342466000004,"PV","Thin-Film",71.3,52.5,1.358095238095238,"Tracking","Single Axis","Tracking",180,null,null,null,null,null,21.9663606919855,4.0741668960162096,46.990511788790016,87.264468619917238,null,null,null,null,null,null,null,null,null,0.22207001522070016,0.25628180039138942,0.23609915198956294,0.24887633359354672]
[60063,"Live Oak Solar","2016-12-31",2016,"Southeast (non-ISO)","GA",32.423797999999998,-82.102823999999998,4.6988301369999999,"PV","c-Si",null,51,null,"Fixed Tilt","Fixed Tilt",17,200,null,null,null,null,null,22.386737707561799,4.5588489549773197,53.536803141567646,78.412916851557995,null,null,null,null,null,null,null,null,null,0.22179917629152118,0.21951159459217476,0.22869325812516789,0.21922434729811779]
[59945,"Granite Mountain Solar West (Three Cedars)","2016-09-01",2016,"West (non-ISO)","UT",37.786270999999999,-113.280011,5.2480246575000002,"PV","c-Si",62.5,50.4,1.2400793650793651,"Tracking","Single Axis","Tracking",179,null,null,null,null,null,22.360256476717399,12.411376490168299,null,56.89969602927944,null,null,null,null,null,null,null,null,null,0.28985241356816704,0.27987741900413132,0.28411973617453068,0.29654611920663831]
[59317,"Beacon Solar 4 ( Hecate Energy Beacon 4 Photovoltaic Project)","2016-12-09",2016,"West (non-ISO)","CA",35.251790999999997,-118.024281,5.8451440639000003,"PV","c-Si",56.47,50,1.1294,"Tracking","Single Axis","Tracking",180,null,null,null,null,null,"","",57.237838446182408,64.250692290027999,null,null,null,null,null,null,null,null,null,0.26436301369863013,0.28615753424657536,0.28062785388127853,0.28017304189435338]
[60186,"Antelope DSR 1","2016-12-16",2016,"CAISO","CA",34.656120999999999,-118.290481,5.7423842466000004,"PV","c-Si",62.5,50,1.25,"Tracking","Single Axis","Tracking",180,null,null,null,null,null,21.8936535033037,3.4249984313170301,49.010809364136549,60.334586932875048,null,null,null,null,null,null,null,null,null,0.30110045662100454,0.30241780821917807,0.29242009132420094,0.29158469945355192]
[60449,"PSEG Pavant 2","2016-11-01",2016,"West (non-ISO)","UT",39.157291000000001,-112.354951,5.0044614154999998,"PV","c-Si",62.7,50,1.254,"Tracking","Single Axis","Tracking",180,null,null,null,null,null,22.883034067117599,15.9402402414433,null,64.466209720502889,null,null,null,null,null,null,null,null,null,0.27208904109589044,0.2775502283105023,0.26274429223744294,0.28327413479052821]
[60413,"Apple Bonnybrooke Solar","2016-11-30",2016,"West (non-ISO)","AZ",33.053000999999995,-111.340001,5.7969257991000003,"PV","c-Si",62.64,50,1.2527999999999999,"Tracking","Single Axis","Tracking",180,null,null,null,null,null,"","",null,58.399115531672877,null,null,null,null,null,null,null,null,null,0.30789041095890413,0.31683561643835623,0.31082420091324203,0.32076502732240436]
[59964,"Elevation Solar C","2016-12-21",2016,"CAISO","CA",34.726981000000002,-118.303251,5.7811771690000002,"PV","c-Si",51.136000000000003,40,1.2784,"Tracking","Single Axis","Tracking",180,null,null,null,null,null,21.967818852206801,3.1828313593917201,58.755227194819881,61.314778893322341,null,null,null,null,null,null,null,null,null,0.31497431506849316,0.33087043378995434,0.31600742009132421,0.31446664389799633]
[59164,"Elm City Solar Facility (formerly Nan Solar Center)","2016-03-01",2016,"Southeast (non-ISO)","NC",35.782060999999999,-77.847140999999993,4.4523303652999999,"PV","Thin-Film",53.62,40,1.3405,"Fixed Tilt","Fixed Tilt",25,181,null,null,null,null,null,23.274992718146599,1.7847733497807901,null,84.185031632251224,null,null,null,null,null,null,null,null,null,0.23421803652968037,0.22652682648401826,0.22727739726027396,0.21446948998178511]
[60445,"Idaho Solar 1 (Boise Solar Farm)","2016-09-23",2016,"West (non-ISO)","ID",43.440921000000003,-116.32843099999999,4.6478885845000004,"PV","c-Si",54.625,40,1.3656250000000001,"Tracking","Single Axis","Tracking",180,null,null,null,null,null,"","",null,84.943469656458447,null,null,null,null,null,null,null,null,null,0.25307648401826488,0.27753424657534248,0.26863013698630139,0.26765710382513663]
[60149,"Innovative Solar 43","2016-12-31",2016,"Southeast (non-ISO)","NC",34.533191000000002,-78.311041000000003,4.4946541095999999,"PV","c-Si",50.776740000000004,38.9,1.3053146529562984,"Fixed Tilt","Fixed Tilt",20,181,null,null,null,null,null,22.985603949794999,3.33256543908634,null,79.850261668710075,null,null,null,null,null,null,null,null,null,0.20440832951837642,0.20382728222464822,0.22303705790517786,0.18754302049531521]
[60351,"PSEG Rawhide Flats Solar Energy Center (Bison Solar, Larimer Solar)","2016-10-31",2016,"West (non-ISO)","CO",40.863809000000003,-105.011101,4.4396744292000001,"PV","c-Si",36.299999999999997,32.400000000000006,1.12037037037037,"Tracking","Single Axis","Tracking",180,null,null,null,null,null,18.848230119724999,19.0192747241292,47.094906283521681,67.529134603332182,null,null,null,null,null,null,null,null,null,0.20846721912170935,0.22674615254523936,0.2158943570663511,0.2206593357170164]
[59894,"Pawpaw Solar Plant","2016-03-01",2016,"Southeast (non-ISO)","GA",32.573430999999999,-84.257610999999997,4.5850029680000004,"PV","c-Si",42.5,30.48,1.3943569553805775,"Tracking","Single Axis","Tracking",180,null,null,null,null,null,22.057691923737799,4.4851082396797803,57.161714082591537,86.140404171813401,null,null,null,null,null,null,null,null,null,0.25316590563165908,0.24555175038051755,0.25481735159817354,0.23272237401335763]
[60304,"PSEG San Isabel Solar","2016-12-31",2016,"West (non-ISO)","CO",37.371640999999997,-104.474081,5.1506760274000003,"PV","c-Si",37.9,30,1.2633333333333332,"Tracking","Single Axis","Tracking",180,null,null,null,null,null,18.624610761981,17.543858504473199,41.037667287295541,60.524074496579964,null,null,null,null,null,null,null,null,null,0.2536834094368341,0.28697488584474884,0.28177701674277017,0.29392455980570736]
[59865,"Fort Stewart Solar Facility","2016-10-30",2016,"Southeast (non-ISO)","GA",31.903970999999999,-81.591081000000003,4.6804869863,"PV","c-Si",43.5,30,1.45,"Fixed Tilt","Fixed Tilt",20,195,null,null,null,null,null,22.353631885108001,4.8944750612470598,null,107.69185605670486,null,null,null,null,null,null,null,null,null,0.22222602739726027,0.20059360730593606,0.20649923896499239,0.19168564055859139]
[59863,"Fort Gordon Solar Facility","2016-10-30",2016,"Southeast (non-ISO)","GA",33.386581,-82.131050999999999,4.5986762557,"PV","c-Si",42.5,30,1.4166666666666667,"Fixed Tilt","Fixed Tilt",20,195,null,null,null,null,null,22.319397156958601,4.6754418071374699,null,102.06150376887193,null,null,null,null,null,null,null,null,null,0.22370243531202438,0.21510654490106543,0.21519786910197869,0.2044778384942319]
[59864,"King's Bay Solar Facility (Naval Submarine Base (SUBASE))","2016-12-31",2016,"Southeast (non-ISO)","GA",30.830441,-81.558809999999994,4.7712990868,"PV","c-Si",41.5,30,1.3833333333333333,"Fixed Tilt","Fixed Tilt",16,180,null,null,null,null,null,22.203826018205799,4.3629929891511301,null,95.278175782799565,null,null,null,null,null,null,null,null,null,0.22715753424657534,0.21006849315068493,0.22614155251141552,0.21141848816029143]
[60285,"Red Horse 3","2016-07-30",2016,"West (non-ISO)","AZ",32.269171,-110.15275099999999,5.7559735160000001,"PV","c-Si",37.700000000000003,30,1.2566666666666668,"Tracking","Single Axis","Tracking",180,null,null,null,null,null,"","",45.015431742091714,63.281694883984066,null,null,null,null,null,null,null,null,null,0.30193302891933027,0.30908675799086766,0.2878729071537291,0.29250531268973889]
[59251,"Caprock Solar 1","2016-12-31",2016,"SPP","NM",34.986041,-103.624961,5.4588408676000002,"PV","c-Si",32.4,25,1.296,"Tracking","Single Axis","Tracking",180,null,null,null,null,null,23.881542567560199,28.074893505742299,42.28745952619294,64.965268089423347,null,null,null,null,null,null,null,null,null,0.31500913242009132,0.30963926940639269,0.29368036529680364,0.28125227686703097]
[59891,"Butler Solar Farm","2016-02-01",2016,"Southeast (non-ISO)","GA",32.576191000000001,-84.317211,4.5821171232999998,"PV","Thin-Film",29,22,1.3181818181818181,"Tracking","Single Axis","Tracking",197,null,null,null,null,null,22.203096648558802,4.5914554498549602,null,82.126075234626398,null,null,null,null,null,null,null,null,null,0.2377682648401826,0.22432648401826483,0.2309360730593607,0.21820355191256835]
[59900,"Corcoran Solar 3","2016-02-29",2016,"CAISO","CA",36.148381000000001,-119.58944099999999,5.29148379,"PV","c-Si",28,21.19,1.3213780084945728,"Tracking","Single Axis","Tracking",180,null,null,null,null,null,19.496281726685002,3.9126073365876799,null,73.824702337304274,null,null,null,null,null,null,null,null,null,0.29740296803652966,0.29998287671232876,0.2839897260273973,0.26602914389799642]
[60381,"Sulphur Springs","2016-12-31",2016,"West (non-ISO)","AZ",32.066890999999998,-109.92144,5.7646831049999996,"PV","c-Si",22.968,20.5,1.1203902439024391,"Tracking","Single Axis","Tracking",180,null,null,null,null,null,"","",null,57.61820637837878,null,null,null,null,null,null,null,null,null,0.30228881278538811,0.31070205479452051,0.29638127853881285,0.30852117486338804]
[60741,"Old Midville Solar Project","2016-11-17",2016,"Southeast (non-ISO)","GA",32.822640999999997,-81.984981000000005,4.6830045662000002,"PV","c-Si",28.2,20.163,1.3986013986013985,"Tracking","Single Axis","Tracking",180,null,null,null,null,null,22.0557183784891,3.4172919286365699,null,70.986406898731786,null,null,null,null,null,null,null,null,null,0.25610905820757174,0.23941293979183806,0.24314960922364012,0.23749971430473696]
[59963,"Central Antelope Dry Ranch C (CADR C)","2016-05-31",2016,"CAISO","CA",34.720498999999997,-118.300461,5.7811771690000002,"PV","c-Si",22.47,20,1.1234999999999999,"Fixed Tilt","Fixed Tilt",25,180,null,null,null,null,null,21.501958481110801,5.3285909639271098,null,91.29834909963752,null,null,null,null,null,null,null,null,null,0.21213470319634703,0.22516552511415525,0.21878995433789955,0.18621357012750456]
[59740,"SEPV Mojave West","2016-05-31",2016,"CAISO","CA",35.020330999999999,-118.278291,5.7908200912999996,"PV","c-Si",25,20,1.25,"Tracking","Single Axis","Tracking",180,null,null,null,null,null,21.406611041832299,3.3101663060896498,null,76.800132250532414,null,null,null,null,null,null,null,null,null,0.32599315068493151,0.32672374429223744,0.31213470319634701,0.30080259562841533]
[60280,"Summer Solar of Lancaster (Summer Solar SCPPA)","2016-07-08",2016,"CAISO","CA",34.714703,-118.31100600000001,5.7811771690000002,"PV","c-Si",25.855,20,1.2927500000000001,"Tracking","Single Axis","Tracking",180,null,null,null,null,null,22.2622160795406,3.2367582093943499,65.826851632149584,62.712653249210646,null,null,null,null,null,null,null,null,null,0.31999429223744291,0.32580479452054795,0.31172374429223743,0.30898793260473589]
[60279,"Antelope Big Sky Ranch Solar Facility (ABSR)","2016-08-16",2016,"CAISO","CA",34.694839000000002,-118.287691,5.7423842466000004,"PV","c-Si",26.31,20,1.3154999999999999,"Tracking","Single Axis","Tracking",180,null,null,null,null,null,22.0246027505585,3.3643210000305102,63.180457509835378,69.076063935011931,null,null,null,null,null,null,null,null,null,0.32200913242009127,0.32700913242009139,0.31494292237442928,0.29658469945355193]
[59962,"North Lancaster Ranch","2016-12-14",2016,"CAISO","CA",34.719538,-118.313011,5.7811771690000002,"PV","c-Si",22.47,20,1.1234999999999999,"Fixed Tilt","Fixed Tilt",25,180,null,null,null,null,null,21.487892335483899,5.1798154499701301,94.207180027618278,90.804225514350421,null,null,null,null,null,null,null,null,null,0.22559360730593611,0.22007990867579907,0.22190639269406393,0.1917178961748634]
[59961,"Western Antelope Blue Sky Ranch B (WABSRB)","2016-12-21",2016,"CAISO","CA",34.725881000000001,-118.31271099999999,5.7811771690000002,"PV","c-Si",25.855,20,1.2927500000000001,"Tracking","Single Axis","Tracking",180,null,null,null,null,null,22.299663055529901,3.1919578264165298,63.02709190289174,63.211294765980391,null,null,null,null,null,null,null,null,null,0.30797945205479454,0.32656963470319639,0.31366438356164378,0.31346197632058281]
[59088,"Calipatria Solar Farm","2016-02-12",2016,"West (non-ISO)","CA",33.165832999999999,-115.532222,5.9063401826000002,"PV","Thin-Film",26.6,20,1.33,"Tracking","Single Axis","Tracking",180,null,null,null,null,null,"","",null,102.21027108525777,null,null,null,null,null,null,null,null,null,0.25912671232876711,0.23928082191780822,0.23992579908675798,0.23803506375227682]
[60386,"RE Garland A","2016-12-14",2016,"CAISO","CA",34.821452999999998,-118.497406,5.7788794521,"PV","c-Si",26.829268292682929,20,1.3414634146341464,"Tracking","Single Axis","Tracking",180,null,null,null,null,null,21.180773147455501,3.3055537690271,null,65.13874710978159,null,null,null,null,null,null,null,null,null,0.33591894977168951,0.34244292237442925,0.3289783105022831,0.30065459927140259]
[59528,"NRG Solar Oasis","2016-01-31",2016,"CAISO","CA",34.648888999999997,-118.076667,5.8456027397000003,"PV","c-Si",27.8,20,1.3900000000000001,"Tracking","Single Axis","Tracking",180,null,null,null,null,null,22.298611829738899,3.4457302932802101,null,79.169227300680788,null,null,null,null,null,null,null,null,null,0.33054223744292238,0.32602168949771687,0.31553652968036527,0.28938410746812393]
[60485,"Longboat Solar","2016-12-31",2016,"CAISO","CA",34.903461,-117.103049,5.9165703195999999,"PV","c-Si",26.728155000000001,20,1.33640775,"Tracking","Single Axis","Tracking",181,null,null,null,null,null,23.1973871555013,3.3582468781783601,null,76.417559436497015,null,null,null,null,null,null,null,null,null,0.33587899543378996,0.34452625570776257,0.29955479452054795,0.29825250455373409]
[60319,"Whitehouse Solar Farm (Louisa Solar Project, SFAE VA121 PV Project)","2016-12-31",2016,"PJM","VA",38.021420999999997,-77.969730999999996,4.2446652968,"PV","c-Si",26.8,20,1.34,"Tracking","Single Axis","Tracking",190,null,null,null,null,null,22.8594295331269,6.6287987505625798,null,110.60626018539426,null,null,null,null,null,null,null,null,null,0.20340182648401828,0.16258561643835617,0.21136415525114161,0.17806807832422583]
[59600,"Nicolis Solar PV Plant (Coronal Tulare 1)","2016-09-30",2016,"CAISO","CA",35.822341000000002,-119.039271,5.3359831050000004,"PV","c-Si",26,20,1.3,"Tracking","Single Axis","Tracking",180,null,null,null,null,null,23.954594465590699,3.7266599963671898,77.039295452069126,99.195994828573291,null,null,null,null,null,null,null,null,null,0.28997716894977171,0.28472602739726027,0.2864954337899544,0.26846539162112931]
[60078,"CED Ducor 1 (SR Solis Vestal Almond)","2016-12-31",2016,"CAISO","CA",35.856278000000003,-119.068414,5.3359831050000004,"PV","c-Si",26.189399999999999,20,1.3094699999999999,"Tracking","Single Axis","Tracking",180,null,null,null,null,null,24.016619303519601,3.5375297560691701,56.284968605507231,71.927385917182832,null,null,null,null,null,null,null,null,null,0.30581050228310502,0.29933789954337897,0.26675799086757984,0.28328210382513663]
[60079,"CED Ducor 2 (SR Solis Vestal Herder)","2016-12-31",2016,"CAISO","CA",35.844166999999999,-119.06806899999999,5.3359831050000004,"PV","c-Si",26.189399999999999,20,1.3094699999999999,"Tracking","Single Axis","Tracking",180,null,null,null,null,null,24.028605015339501,3.4938729988925301,56.284968605507231,78.458968347041463,null,null,null,null,null,null,null,null,null,0.30396118721461185,0.29837899543378993,0.26467465753424657,0.28692509107468123]
[60081,"CED Ducor 4 (SR Solis Vestal Fireman)","2016-12-31",2016,"CAISO","CA",35.850403,-119.02699200000001,5.3359831050000004,"PV","c-Si",26.189399999999999,20,1.3094699999999999,"Tracking","Single Axis","Tracking",180,null,null,null,null,null,23.973995981072498,3.6126767191553601,56.284968605507231,75.467764527635637,null,null,null,null,null,null,null,null,null,0.3048744292237443,0.29876141552511409,0.26543949771689496,0.27719717668488159]
[60039,"Frontier I Solar","2016-06-30",2016,"CAISO","CA",37.367440999999999,-121.14938100000001,5.2102527396999996,"PV","c-Si",28.024000000000001,20,1.4012,"Tracking","Single Axis","Tracking",180,null,null,null,null,null,23.3823983079686,3.5252256569679101,58.951732971391216,63.772718634341381,null,null,null,null,null,null,null,null,null,0.29258561643835623,0.30360159817351606,0.29732876712328771,0.2824112021857923]
[60886,"Pavant Solar 3","2016-12-31",2016,"West (non-ISO)","UT",39.154474,-112.359849,5.0044614154999998,"PV","c-Si",25.8,20,1.29,"Tracking","Single Axis","Tracking",180,null,null,null,null,null,22.976670444749001,16.544210286235302,null,61.757422684634605,null,null,null,null,null,null,null,null,null,0.27407534246575338,0.28831050228310501,0.27473173515981736,0.28438638433515484]
[59868,"Kingbird A Solar","2016-04-30",2016,"CAISO","CA",34.822510999999999,-118.43802100000001,5.7788794521,"PV","Thin-Film",25.5,20,1.2749999999999999,"Tracking","Single Axis","Tracking",180,null,null,null,null,null,21.0569627482983,3.1020507959733798,63.68742869174033,54.482273548981361,null,null,null,null,null,null,null,null,null,0.33902968036529679,0.34643264840182658,0.32789954337899541,0.32110086520947179]
[60091,"Kingbird B Solar","2016-04-30",2016,"CAISO","CA",34.822510999999999,-118.44442100000001,5.7788794521,"PV","Thin-Film",25.5,20,1.2749999999999999,"Tracking","Single Axis","Tracking",180,null,null,null,null,null,21.107525133956099,3.0643080870735999,63.919864562878068,54.101643211342797,null,null,null,null,null,null,null,null,null,0.33832762557077628,0.33761415525114158,0.31247716894977168,0.32524476320582868]
[59513,"PSEG Meadows Solar Energy Center (Meadows PV1)","2016-06-01",2016,"PJM","NC",35.834881000000003,-77.123970999999997,4.4362650685,"PV","Thin-Film",25.890320000000003,19.998999999999999,1.2945807290364519,"Fixed Tilt","Fixed Tilt",20,181,null,null,null,null,null,22.597698070218101,10.5036659737269,null,92.997505315589308,null,null,null,null,null,null,null,null,null,0.18984967513215842,0.19568330014674248,0.19546639432428239,0.19412400492520074]
[60318,"Woodland Solar Farm (VA) (Isle of Wight Solar Project)","2016-12-31",2016,"PJM","VA",36.891851000000003,-76.613270999999997,4.3386374428999996,"PV","c-Si",25.1,19.7,1.2741116751269037,"Tracking","Single Axis","Tracking",201,null,null,null,null,null,22.514978458478101,5.8694467894312803,null,100.56687156762851,null,null,null,null,null,null,null,null,null,0.16550108147080028,0.16281542898341744,0.19606464792117279,0.19188596491228069]
[59250,"Rio Bravo Solar Project 2","2016-12-31",2016,"CAISO","CA",35.422500999999997,-119.629167,5.3259349315,"PV","c-Si",25.721550000000001,19.5,1.3190538461538461,"Tracking","Single Axis","Tracking",179,null,null,null,null,null,19.133388367006599,3.6969519932964601,64.221962843814296,101.70556098005709,null,null,null,null,null,null,null,null,null,0.3059474885844749,0.29672945205479451,0.28305936073059357,0.26102572859744988]
[59249,"Rio Bravo Solar Project 1","2016-12-31",2016,"CAISO","CA",35.415981000000002,-119.629481,5.3259349315,"PV","c-Si",25.721550000000001,19.5,1.3190538461538461,"Tracking","Single Axis","Tracking",179,null,null,null,null,null,19.126109812050501,3.7296481894039699,64.205975300163885,102.21268935875074,null,null,null,null,null,null,null,null,null,0.30703196347031958,0.2986073059360731,0.28004566210045667,0.25864071038251368]
[60469,"Solar Glynn","2016-12-31",2016,"Southeast (non-ISO)","GA",31.274374999999999,-81.448356000000004,4.7918301369999998,"PV","c-Si",22.982400000000002,17.68,1.2999095022624436,"Fixed Tilt","Fixed Tilt",20,180,null,null,null,null,null,22.3432247175969,4.6626306673109799,null,94.165563911948425,null,null,null,null,null,null,null,null,null,0.20466768138001015,0.19860476915271436,0.19833840690005075,0.19249645820684075]
[60316,"Scott 1 Solar Farm (Powhatan Solar, Scott Timber Solar)","2016-12-31",2016,"PJM","VA",37.524951000000001,-77.936711000000003,4.3119285388000002,"PV","c-Si",22.9,17,1.3470588235294116,"Tracking","Single Axis","Tracking",180,null,null,null,null,null,22.966424835428001,3.6171608860953199,null,101.00182504661635,null,null,null,null,null,null,null,null,null,0.18632634300295461,0.1188639202256245,0.14176067687348912,0.21322190078217079]
[60555,"Selmer I (Selmer North)","2016-12-01",2016,"Southeast (non-ISO)","TN",35.140555999999997,-88.551111000000006,4.3718141553000001,"PV","Thin-Film",19.912499999999998,16,1.2445312499999999,"Tracking","Single Axis","Tracking",179,null,null,null,null,null,23.240816224301099,2.7236293886196101,null,98.36835198493344,null,null,null,null,null,null,null,null,null,null,0.21069492009132421,0.21774400684931508,0.20903062386156648]
[60062,"Avalon Solar Phase II","2016-05-26",2016,"West (non-ISO)","AZ",32.042701000000001,-110.95893100000001,5.7775589041000002,"PV","c-Si",21.513999999999999,16,1.344625,"Tracking","Single Axis","Tracking",180,null,null,null,null,null,"","",null,53.626256160572694,null,null,null,null,null,null,null,null,null,0.31389840182648404,0.30866152968036531,0.30534389269406398,0.31694700591985431]
[61552,"Fort Detrick Solar","2016-02-10",2016,"PJM","MD",39.437781000000001,-77.450551000000004,4.0565705478999998,"PV","c-Si",18.598140000000001,15.7,1.1845949044585988,"Fixed Tilt","Fixed Tilt",15,180,null,null,null,null,null,24.1955415775708,9.5500750456486792,null,119.99865433327651,null,null,null,null,null,null,null,null,null,0.14941977139865631,0.15413867318151414,0.16321292499200188,0.15875709164317289]
[60702,"Rincon Solar I","2016-12-31",2016,"Southeast (non-ISO)","GA",32.292878999999999,-81.284401000000003,4.6848965752999998,"PV","c-Si",21.24738,15.7,1.3533363057324841,"Tracking","Single Axis","Tracking",180,null,null,null,null,null,22.165157952369601,4.3288018487145496,null,108.91122524951331,null,null,null,null,null,null,null,null,null,0.26086292644620895,0.23172061774714256,0.21683680888811335,0.22474997969672716]
[59570,"Mocksville Solar Facility","2016-12-31",2016,"Southeast (non-ISO)","NC",35.833821,-80.574670999999995,4.4623659816999997,"PV","c-Si",20,15.4,1.2987012987012987,"Fixed Tilt","Fixed Tilt",20,179,null,null,null,null,null,23.263309114475899,3.6851224114529999,null,98.646576202625155,null,null,null,null,null,null,null,null,null,0.19673249125303921,0.19072080887149379,0.19969015003261578,0.19183343978425946]
[60787,"Williamston Speight Solar","2016-11-30",2016,"PJM","NC",35.894371,-77.163090999999994,4.4362650685,"PV","c-Si",20.9,15,1.3933333333333333,"Tracking","Single Axis","Tracking",180,null,null,null,null,null,22.365049719631202,9.6174523332401805,null,81.664293753314709,null,null,null,null,null,null,null,null,null,0.22521308980213087,0.19557077625570776,0.24576864535768647]
[60080,"CED Ducor 3 (SR Solis Crown)","2016-12-31",2016,"CAISO","CA",35.845377999999997,-119.05699199999999,5.3359831050000004,"PV","c-Si",19.6356,15,1.30904,"Tracking","Single Axis","Tracking",180,null,null,null,null,null,24.0280276410307,3.49454021075984,56.284968605507231,74.279899912418287,null,null,null,null,null,null,null,null,null,0.30099695585996949,0.29837899543378993,0.26802891933028922,0.28687006678809956]
[60391,"NRG Spencer Community Solar Project (Solterra Monastery, Sja Solar, St Joseph Abbey Community Solar)","2016-12-31",2016,"ISO-NE","MA",42.285971000000004,-72.009381000000005,3.8145132419999999,"PV","c-Si",20.100000000000001,14.681999999999999,1.3690232938291789,"Fixed Tilt","Fixed Tilt",20,180,null,null,null,null,null,20.733042709507099,7.0155419698961703,null,170.69281914226363,null,null,null,null,null,null,null,null,null,0.18060197340389472,0.17145835704764448,0.18173715026444956,0.19571720722175948]
[59747,"River Mountains Solar","2016-01-31",2016,"West (non-ISO)","NV",36.031616,-114.929399,5.6480958903999996,"PV","c-Si",18.667439999999999,14.4,1.2963499999999999,"Tracking","Single Axis","Tracking",180,null,null,null,null,null,29.337137512124599,7.4474309314622102,null,75.468089196453619,null,null,null,null,null,null,null,null,null,0.27799181887366819,0.26993753170979201,0.26786846778285139]
[59599,"Tropico Solar (Coronal Tulare 2)","2016-09-30",2016,"CAISO","CA",35.831310999999999,-119.05111100000001,5.3359831050000004,"PV","c-Si",18.2,14,1.3,"Tracking","Single Axis","Tracking",180,null,null,null,null,null,23.651742753421502,3.7617918210746901,78.974467067086621,100.03813241442485,null,null,null,null,null,null,null,null,null,0.28887801696020876,0.28697814742335293,0.2794275929549902,0.26557214415820973]
[60735,"Longview Solar (Hebron Solar, LS Worcester Solar)","2016-02-28",2016,"PJM","MD",38.404451000000002,-75.672251000000003,4.2142089041000004,"PV","c-Si",17.817,13.6,1.3100735294117647,"Tracking","Single Axis","Tracking",181,null,null,null,null,null,25.608087002522598,17.082920228153899,null,107.61544204747877,null,null,null,null,null,null,null,null,null,0.23275919957023899,0.19154579640075209,0.21307581251678753,0.19782793581913638]
[60023,"SR Jenkins Fort Lupton (United Power)","2016-06-30",2016,"West (non-ISO)","CO",40.083371,-104.74757099999999,4.8144566209999997,"PV","Thin-Film",18.100000000000001,13,1.3923076923076925,"Tracking","Single Axis","Tracking",180,null,null,null,null,null,18.679372993744401,20.138836645002598,null,74.696770452102996,null,null,null,null,null,null,null,null,null,0.2679311556023885,0.27476290832455214,0.27118897084650512,0.28703411797674094]
[60764,"Victory Solar","2016-12-31",2016,"West (non-ISO)","CO",39.792740999999999,-104.437691,4.8457230594,"PV","c-Si",16.0398,12.831,1.2500818330605565,"Tracking","Single Axis","Tracking",180,null,null,null,null,null,18.896441476401598,22.888159035183499,null,75.603140145786071,null,null,null,null,null,null,null,null,null,0.25930706490310101,0.26404017951671693,0.26010777978134431,0.24481954635425171]
[61342,"Barrett PV (BWC Barrett Street, BWC French River+BWC Stillwater River)","2016-11-30",2016,"ISO-NE","MA",42.162641000000001,-71.868590999999995,3.8364356164000002,"PV","c-Si",16.440000000000001,11.93,1.3780385582564965,"Fixed Tilt","Fixed Tilt",25,180,null,null,null,null,null,20.5190033310666,7.2484434608567696,null,167.32780669661304,null,null,null,null,null,null,null,null,null,0.17911753110802361,0.15783661924391523,0.18893507408130383,0.18673935846170051]
[60226,"Rancho SECO Solar Project","2016-07-03",2016,"West (non-ISO)","CA",38.343510999999999,-121.11693099999999,5.0638365296999996,"PV","Thin-Film",12.5,10.88,1.1488970588235294,"Tracking","Single Axis","Tracking",180,null,null,null,null,null,"","",74.94414326883394,80.287982743800256,null,null,null,null,null,null,null,null,null,0.24845554660220248,0.25433118452860592,0.23843548549556801,0.23964653313511183]
[64072,"Camp Ripley Solar","2017-01-31",2017,"MISO","MN",46.091093000000001,-94.339935999999994,3.7555529679999999,"PV","Thin-Film",13.1,10.8,1.2129629629629628,"Fixed Tilt","Fixed Tilt",35,180,null,null,null,null,null,19.249316376989999,0.54315490359599305,null,null,null,null,null,null,null,null,null,null,null,null,null,null,0.16883282364933733]
[62903,"NorthPark Solar","2016-02-28",2016,"PJM","NJ",40.257725999999998,-74.441969999999998,3.9903319635000001,"PV","c-Si",12.3,10.6,1.1603773584905661,"Fixed Tilt","Fixed Tilt",25,180,null,null,null,null,null,19.746852151572298,19.059962788658801,null,null,null,null,null,null,null,null,null,null,null,null,null,0.17677909881967785,0.17073280750592848]
[58627,"Western Antelope Dry Ranch Solar (WADR, Lancaster Choice Energy)","2016-12-16",2016,"CAISO","CA",34.688889000000003,-118.320278,5.6208550227999998,"PV","c-Si",12.748050000000001,10,1.2748050000000002,"Tracking","Single Axis","Tracking",180,null,null,null,null,null,22.246896169836401,3.3790972516252902,50.141477338304576,68.864999246787562,null,null,null,null,null,null,null,null,null,0.30979452054794526,0.30155251141552514,0.30398401826484023,0.29567395264116575]
[60993,"Darlington Solar","2016-12-31",2016,"Southeast (non-ISO)","SC",34.321950999999999,-79.918510999999995,4.5967981734999999,"PV","c-Si",14.029,10,1.4029,"Fixed Tilt","Fixed Tilt",20,180,null,null,null,null,null,23.144645923366198,2.0475278109417099,null,83.107662996255456,null,null,null,null,null,null,null,null,null,0.23618721461187214,0.22559360730593608,0.21450913242009137,0.1724954462659381]
[60604,"Wye Mills Solar (Wye Mills VNEM)","2016-09-01",2016,"PJM","MD",38.938460999999997,-76.045580999999999,4.1922278539000004,"PV","c-Si",13.693680000000001,10,1.3693680000000001,"Tracking","Single Axis","Tracking",180,null,null,null,null,null,21.994532144307001,20.393766515596599,null,149.88521982202863,null,null,null,null,null,null,null,null,null,0.23464611872146124,0.20390410958904109,0.20560502283105028,0.17021857923497269]
[60511,"Clear Spring Ranch PV Project","2016-10-21",2016,"West (non-ISO)","CO",38.601851000000003,-104.693851,5.0011926941000002,"PV","c-Si",13.9,10,1.3900000000000001,"Tracking","Single Axis","Tracking",181,null,null,null,null,null,"","",null,65.626812208531263,null,null,null,null,null,null,null,null,null,0.25101598173515982,0.31093607305936077,0.27117579908675804,0.27338342440801455]
[1355,"E W Brown Solar Facility","2016-04-22",2016,"Southeast (non-ISO)","KY",37.776141000000003,-84.719010999999995,4.1276860730999996,"PV","c-Si",14.272000000000002,10,1.4272000000000002,"Fixed Tilt","Fixed Tilt",16,180,"PV+Fossil",null,null,null,null,"","",null,115.10384790450631,null,null,null,null,null,null,null,null,null,0.19918949771689498,0.19440639269406393,0.19960045662100456,0.18903688524590165]
[60332,"Open Range Solar Center","2016-09-30",2016,"West (non-ISO)","OR",43.797750999999998,-117.062291,4.5546977168999998,"PV","c-Si",13.1,10,1.31,"Tracking","Single Axis","Tracking",180,null,null,null,null,null,"","",null,76.378422943490591,null,null,null,null,null,null,null,null,null,0.23742009132420094,0.25826484018264839,0.26146118721461192,0.26006375227686701]
[60335,"Vale Air Solar Center","2016-11-30",2016,"West (non-ISO)","OR",43.965060999999999,-117.257661,4.5798358446999998,"PV","c-Si",13.090999999999999,10,1.3090999999999999,"Tracking","Single Axis","Tracking",180,null,null,null,null,null,"","",null,77.996864021746973,null,null,null,null,null,null,null,null,null,0.22674657534246578,0.2495776255707762,0.25029680365296803,0.25551001821493624]
[60334,"Thunderegg Solar Center","2016-11-30",2016,"West (non-ISO)","OR",43.932841000000003,-116.98844099999999,4.6049525113999996,"PV","c-Si",13.090999999999999,10,1.3090999999999999,"Tracking","Single Axis","Tracking",180,null,null,null,null,null,"","",null,77.401349376919697,null,null,null,null,null,null,null,null,null,0.23175799086757992,0.2549200913242009,0.25621004566210048,0.25684198542805098]
["59819, 63554","Mohave Electric At Fort Mohave AZ (Mohave Electric Cooperative at Joy Lane)","2016-10-30",2016,"West (non-ISO)","AZ",34.984020999999998,-114.55627,5.6959847031999997,"PV","c-Si",13.81,10,1.381,"Tracking","Single Axis","Tracking",180,null,null,null,null,null,"",""]
[60976,"Collier (Oregon Solar Land Holding, OSLH)","2016-12-31",2016,"West (non-ISO)","OR",44.061000999999997,-121.22800100000001,4.5099561644000001,"PV","c-Si",13.77,9.9,1.3909090909090909,"Tracking","Single Axis","Tracking",180,null,null,null,null,null,"","",null,119.15494771399869,null,null,null,null,null,null,null,null,null,0.22953277062866095,0.240279507402795,0.24094829574281626,0.27415548931942368]
[60548,"NorWest Energy 2 (NEFF)","2016-12-31",2016,"West (non-ISO)","OR",44.067650999999998,-121.22899099999999,4.5099561644000001,"PV","c-Si",13.9,9.9,1.404040404040404,"Tracking","Single Axis","Tracking",180,null,null,null,null,null,"","",null,77.956060232911341,null,null,null,null,null,null,null,null,null,null,0.24974632166412983,0.23875743738757424,0.25774594763665798]
[60869,"Pearblossom Solar Project (Solar Star California, XLIV)","2016-12-31",2016,"CAISO","CA",34.512031,-117.916721,5.8600630136999996,"PV","c-Si",11.9,9.5,1.2526315789473685,"Tracking","Single Axis","Tracking",180,null,null,null,null,null,22.697252448900802,4.2792610635516803,null,79.22806375393904,null,null,null,null,null,null,null,null,null,0.31791636625811104,0.300732996875751,0.31654650324441241,0.30427331991180134]
[59276,"Leavenworth Greenworks (Shoreham)","2016-06-30",2016,"NYISO","NY",40.942310999999997,-72.890291000000005,3.9449787670999998,"PV","c-Si",14.25,9.5,1.5,"Fixed Tilt","Fixed Tilt",25,181,null,null,null,null,null,31.834905012602199,11.3645753821735,null,150.51323789519,null,null,null,null,null,null,null,null,null,0.20633261235279982,0.20344869021869738,0.20949291035808701,0.18395887259131435]
[null,"Lumberton Solar","2016-04-30",2016,"PJM","NJ",39.936760999999997,-74.843040999999999,4.027356621,"PV","c-Si",null,9.4559999999999995,null,"Fixed Tilt","Fixed Tilt",null,180,null,null,null,null,null,"",""]
[60331,"Hyline Solar Center","2016-10-01",2016,"West (non-ISO)","OR",44.150790999999998,-117.000981,4.5223600457000002,"PV","c-Si",11.7,9,1.2999999999999998,"Tracking","Single Axis","Tracking",180,null,null,null,null,null,"","",null,76.930965035740016,null,null,null,null,null,null,null,null,null,0.22020547945205479,0.2582825976661593,0.25649416539827496,0.25746306415705322]
[58951,"Delilah Road Landfill (KDC Solar RTC LLC or Seashore Solar)","2016-10-01",2016,"PJM","NJ",39.416251000000003,-74.545141000000001,4.1181244291999999,"PV","c-Si",10.66,8.5,1.2541176470588236,"Fixed Tilt","Fixed Tilt",15,180,null,null,null,null,null,19.1064920130984,20.538787160475799,null,126.95114628226546,null,null,null,null,null,null,null,null,null,0.19562181036798282,0.19015578834273436,0.1999731399409079,0.18962284367298834]
[60732,"Frankford Solar","2016-03-30",2016,"PJM","NJ",41.166566000000003,-74.701650999999998,3.8637952055000002,"PV","c-Si",9.84,8.16,1.2058823529411764,"Fixed Tilt","Fixed Tilt",25,180,null,null,null,null,null,19.569513752928799,20.383084001228401,null,null,null,null,null,null,null,null,null,null,null,0.16043289461903482,0.14497437102694957,0.14220442743307368]
[60556,"Selmer II (Selmer North)","2016-12-01",2016,"Southeast (non-ISO)","TN",35.167661000000003,-88.644991000000005,4.3698785388000001,"PV","Thin-Film",9.9629999999999992,8,1.2453749999999999,"Tracking","Single Axis","Tracking",179,null,null,null,null,null,23.232001959329299,3.5283766374774501,null,101.49965941248301,null,null,null,null,null,null,null,null,null,null,0.22167522831050229,0.22011986301369865,0.21218977686703097]
[60616,"PSEG Lake County Solar Energy Center (Black Cap Solar II, BC Solar )","2016-11-30",2016,"West (non-ISO)","OR",42.174520999999999,-120.361771,4.7337013699000003,"PV","c-Si",10.454599999999999,8,1.3068249999999999,"Tracking","Single Axis","Tracking",180,null,null,null,null,null,"","",null,85.437350124842155,null,null,null,null,null,null,null,null,null,0.25552226027397262,0.264412100456621,0.26496860730593602,0.25832479508196715]
[60990,"Florence Solar","2016-12-31",2016,"PJM","NJ",40.096021,-74.786440999999996,4.0069723744000001,"PV","c-Si",9.93,7.92,1.2537878787878787,"Fixed Tilt","Fixed Tilt",15,180,null,null,null,null,null,18.635123675112599,20.288653406481501,null,164.06269535005697,null,null,null,null,null,null,null,null,null,0.17170852359208524,0.16259916516765832,0.17711360177113605,0.16757396368052102]
[60805,"Beaver Run Solar Farm","2016-02-26",2016,"PJM","NJ",41.153381000000003,-74.638231000000005,3.8798671232999999,"PV","c-Si",10,7.8479999999999999,1.2742099898063202,"Fixed Tilt","Fixed Tilt",20,180,null,null,null,null,null,19.667811512667001,22.622672006101499,null,null,null,null,null,null,null,null,null,null,null,0.16801826018553431,0.15414158974860248,0.15831622750059349,0.14210110496519482]
[60375,"PSEG ILR Landfill Solar","2016-12-31",2016,"PJM","NJ",40.523550999999998,-74.429781000000006,3.9615627854,"PV","c-Si",7.75,7.7,1.0064935064935066,"Fixed Tilt","Fixed Tilt",10,180,null,null,null,null,null,19.614379222699899,18.492251679055101,null,143.40093994863659,null,null,null,null,null,null,null,null,null,0.13787582280732966,0.13032971594615431,0.142738539998814,0.14669529013791308]
[60729,"Raritan Solar","2016-04-30",2016,"PJM","NJ",40.463231,-74.856949999999998,3.9719244292,"PV","c-Si",10,7.5,1.3333333333333333,"Fixed Tilt","Fixed Tilt",25,180,null,null,null,null,null,18.815782463827599,18.315604065095801,null,129.81483620763959,null,null,null,null,null,null,null,null,null,0.19165905631659055,0.13140030441400305,0.191248097412481,0.19039162112932606]
[60728,"Howell Solar","2016-03-31",2016,"PJM","NJ",40.135410999999998,-74.173781000000005,4.0207079909000001,"PV","c-Si",8.8629999999999995,7,1.266142857142857,"Fixed Tilt","Fixed Tilt",20,180,null,null,null,null,null,19.405454909785998,19.952991105666602,null,148.90992613101571,null,null,null,null,null,null,null,null,null,0.18913894324853228,0.18023483365949119,0.19284083496412263,0.18819932344522508]
[60535,"Saluda I Solar","2016-12-31",2016,"Southeast (non-ISO)","SC",33.968480999999997,-81.782781,4.5985155250999998,"PV","c-Si",9.9955200000000008,6.8,1.4699294117647062,"Fixed Tilt","Fixed Tilt",20,180,null,null,null,null,null,"","",null,84.68548380225424,null,null,null,null,null,null,null,null,null,0.23166800966962128,0.22146118721461192,0.21956419554123019,0.20391353262616521]
[60367,"Snow Camp Solar","2016-03-01",2016,"Southeast (non-ISO)","NC",35.863841000000001,-79.425375000000003,4.4411166667000002,"PV","c-Si",8.3987999999999996,6.6639999999999997,1.2603241296518608,"Fixed Tilt","Fixed Tilt",20,180,null,null,null,null,null,23.2226421348096,1.7767390467430899,null,91.447359846465687,null,null,null,null,null,null,null,null,null,0.19867536055518098,0.18563932422283982,0.19021307152998185,0.17990461211807124]
[60283,"SR Mavericks","2016-12-31",2016,"West (non-ISO)","CO",40.230021000000001,-105.029831,4.5346242008999997,"PV","Thin-Film",8.5,6.5,1.3076923076923077,"Tracking","Single Axis","Tracking",180,null,null,null,null,null,"","",null,83.96642926840282,null,null,null,null,null,null,null,null,null,0.25377590446083598,0.25809624165788553,0.24358974358974358,0.2659906123020877]
["58655, 58656","Waihonu North+South Solar (Honbushin Solar Blessings Park)","2016-07-30",2016,"HI","HI",21.470555999999998,-158.01333299999999,5.0733043378999998,"PV","c-Si",8.1319199999999991,6.5,1.2510646153846152,"Fixed Tilt","Fixed Tilt",10,180,null,null,null,null,null,"",""]
[60762,"Pfizer Peapack Solar","2016-10-30",2016,"PJM","NJ",40.714841,-74.665830999999997,3.9367938356000001,"PV","c-Si",7.96,6.2,1.2838709677419355,"Fixed Tilt","Fixed Tilt",15,180,null,null,null,null,null,18.930262372098401,20.016204546822799,null,175.70900600212022,null,null,null,null,null,null,null,null,null,0.18610988363529241,0.17519148622772135,0.18715937546030342,0.18371011810329632]
[60737,"Church Hill Solar Farm","2016-05-01",2016,"PJM","MD",39.113731000000001,-75.961940999999996,4.1698474886000003,"PV","c-Si",7.36,6,1.2266666666666668,"Fixed Tilt","Fixed Tilt",20,180,null,null,null,null,null,22.251445468778901,18.064550980940201,null,null,null,null,null,null,null,null,null,null,null,0.19037290715372907,0.1834855403348554,0.19062024353120244,0.17820279295689131]
[60330,"Grove Solar Center","2016-09-30",2016,"West (non-ISO)","OR",43.936870999999996,-117.382891,4.5567038812999998,"PV","c-Si",7.8545999999999996,6,1.3090999999999999,"Tracking","Single Axis","Tracking",180,null,null,null,null,null,"","",null,77.290120114967962,null,null,null,null,null,null,null,null,null,0.23165905631659056,0.25481354642313547,0.25605022831050228,0.25658394049787492]
[60266,"Cedar Branch Solar Project (Buena Vista)","2016-10-01",2016,"PJM","NJ",39.503221000000003,-74.964031000000006,4.1014714612000001,"PV","c-Si",7.1460900000000001,5.9,1.2112016949152542,"Fixed Tilt","Fixed Tilt",20,184,null,null,null,null,null,18.7361509568983,20.630569864835,null,104.72982957898397,null,null,null,null,null,null,null,null,null,0.18798854577819049,0.16715037535794439,0.19731444934602577,0.1814933160445803]
[60864,"Kokomo Solar Park (Kokomo Solar 1)","2016-12-29",2016,"MISO","IN",40.474390999999997,-86.146180999999999,3.9513751142000002,"PV","c-Si",7.15158,5.4,1.3243666666666667,"Fixed Tilt","Fixed Tilt",30,180,null,null,null,null,null,26.651564577365399,0.649855190500925,null,100.22364333314778,null,null,null,null,null,null,null,null,null,0.18423389142567223,0.17467867410789784,0.17013360392355822,0.16488312082574372]
[60410,"Sullivan Solar","2016-09-01",2016,"MISO","IN",39.134551000000002,-87.414490999999998,4.1145121004999998,"PV","Thin-Film",7,5.2,1.346153846153846,"Fixed Tilt","Fixed Tilt",20,180,null,null,null,null,null,24.1853963444577,0.59093378465980795,null,103.78904873468268,null,null,null,null,null,null,null,null,null,0.2116921320688443,0.1484457323498419,0.19865208991921318,0.19587624351968611]
[60071,"Perry Solar Facility","2016-09-15",2016,"Southeast (non-ISO)","FL",30.122551000000001,-83.561060999999995,4.7835595890000002,"PV","c-Si",6.7488000000000001,5.0999999999999996,1.323294117647059,"Fixed Tilt","Fixed Tilt",20,180,null,null,null,null,null,"","",null,96.254519215333303,null,null,null,null,null,null,null,null,null,0.17891037693616263,0.10401557883427345,0.19482496194824966,0.19933747633844071]
[59854,"Olive Solar Power Project","2016-09-01",2016,"PJM","IN",41.713290999999998,-86.487091000000007,3.8344801369999999,"PV","Thin-Film",6.46875,5.01,1.2911676646706587,"Fixed Tilt","Fixed Tilt",25,180,null,null,null,null,null,23.138912857123099,13.838877145318699,null,111.69466297446324]
[60187,"Antelope DSR 2","2016-11-21",2016,"CAISO","CA",34.687041000000001,-118.312281,5.6208550227999998,"PV","c-Si",6.25,5.0010000000000003,1.2497500499900018,"Tracking","Single Axis","Tracking",180,null,null,null,null,null,22.372565323282199,3.1850108053049699,null,57.754343291682147]
[60581,"CED Upton County Solar 1","2017-12-30",2017,"ERCOT","TX",31.258120999999999,-102.26951,5.5476324201000002,"PV","c-Si",213,157.5,1.3523809523809525,"Tracking","Single Axis","Tracking",180,null,null,null,null,null,17.174605829481202,0,33.477572124902736,48.373488651407136,null,null,null,null,null,null,null,null,null,null,0.2883257229832572,0.29256649996376022,0.25463324370428198]
[60033,"California Flats Solar 1","2017-11-30",2017,"CAISO","CA",35.866551000000001,-120.314111,5.4430990868000002,"PV","Thin-Film",173,130,1.3307692307692307,"Tracking","Single Axis","Tracking",180,null,null,null,null,null,19.1950795199655,3.3316560070508099,59.057242591198218,79.210266523498518,null,null,null,null,null,null,null,null,null,null,0.31769669827889008,0.29592553565156304,0.29848062911587503]
[60436,"East Pecos Solar","2017-04-05",2017,"ERCOT","TX",31.000883000000002,-102.2817,5.4915118721000002,"PV","Thin-Film",142.80000000000001,120,1.1900000000000002,"Tracking","Single Axis","Tracking",179,null,null,null,null,null,20.280712155783402,0,36.023112379555428,49.719310127783835,null,null,null,null,null,null,null,null,null,null,0.28010273972602739,0.27681601978691017,0.28205639040680025]
[59206,"OCI Alamo 6 Solar","2017-03-28",2017,"ERCOT","TX",30.993055999999999,-102.27080100000001,5.5240006848999998,"PV","c-Si",140.30000000000001,110.2,1.2731397459165155,"Tracking","Dual-Axis","Tracking",180,null,null,null,null,null,18.752833234280601,0,null,102.36782744887358,null,null,null,null,null,null,null,null,null,null,0.27312938700080386,0.26222455643122922,0.25491819807668786]
[61422,"Amazon Solar Farm US East 6 (Southampton Solar )","2017-11-30",2017,"PJM","VA",36.597791000000001,-77.166851199999996,4.3867840183000002,"PV","c-Si",140.80000000000001,103.6,1.3590733590733592,"Tracking","Single Axis","Tracking",180,null,null,null,null,null,21.5998202975941,10.946813075167899,42.229509925432794,70.041548246904654,null,null,null,null,null,null,null,null,null,null,0.23659589041095891,0.25556392694063929,0.22653233151183971]
[60372,"Lamesa Solar Facility","2017-04-28",2017,"ERCOT","TX",32.724910999999999,-101.921881,5.4285191781000002,"PV","c-Si",130.5,102,1.2794117647058822,"Tracking","Single Axis","Tracking",166,null,null,null,null,null,22.647702370018202,0,null,51.431877242991042,null,null,null,null,null,null,null,null,null,null,0.26805555555555555,0.26680208613125617,0.27115477338476374]
[60261,"Playa Solar 2 (Switch Station 2)","2017-08-30",2017,"West (non-ISO)","NV",36.409951,-114.911931,5.6882353880999998,"PV","Thin-Film",136.9,100,1.369,"Tracking","Single Axis","Tracking",180,null,null,null,null,null,29.303391348669699,7.6840774975638597,44.134615754345361,62.840615108817261,null,null,null,null,null,null,null,null,null,null,0.33698744292237442,0.33029794520547945,0.32959357923497268]
[60583,"AL Solar (LaFayette Solar Farm, Alabama Solar A)","2017-12-30",2017,"Southeast (non-ISO)","AL",32.866320999999999,-85.394451000000004,4.5744938356000002,"PV","c-Si",110.9,79.2,1.4002525252525253,"Tracking","Single Axis","Tracking",180,null,null,null,null,null,22.119392493562501,4.93640596654721,38.427662113827445,57.770601578664454,null,null,null,null,null,null,null,null,null,null,0.23198019002813516,0.24086037313777031,0.21233653704623645]
[59827,"Playa Solar 1 (Switch Station 1)","2017-10-30",2017,"West (non-ISO)","NV",36.400630999999997,-114.901291,5.6882353880999998,"PV","Thin-Film",99,79,1.2531645569620253,"Tracking","Single Axis","Tracking",180,null,null,null,null,null,29.240221090232598,7.3109215762779103,43.98172496666524,60.949234807026109,null,null,null,null,null,null,null,null,null,null,0.31003410207502458,0.30073695162129355,0.30478315003112677]
[59665,"Innovative Solar 37 (IS 37)","2017-05-30",2017,"Southeast (non-ISO)","NC",34.830010999999999,-79.946100999999999,4.5232308219000004,"PV","c-Si",110.09792,78.7,1.3989570520965693,"Fixed Tilt","Fixed Tilt",20,180,null,null,null,null,null,23.0407662674222,2.8990458918853301,null,82.6746959954896,null,null,null,null,null,null,null,null,null,null,0.2234092240924149,0.21839915754294956,0.19996071174805521]
[60658,"Moffett Solar Project (Solvay Solar Energy Facility, Jasper Solar 1)","2017-12-30",2017,"Southeast (non-ISO)","SC",32.635157999999997,-81.003060000000005,4.6561385844999998,"PV","c-Si",93.4,71.400000000000006,1.3081232492997199,"Tracking","Single Axis","Tracking",180,null,null,null,null,null,"","",null,68.069554195204063,null,null,null,null,null,null,null,null,null,null,0.23005480731105224,0.23059520611897724,0.21727497920844108]
[60539,"Innovative Solar 42","2017-09-30",2017,"Southeast (non-ISO)","NC",34.841920999999999,-78.877391000000003,4.5063118721000004,"PV","c-Si",91.634625,71,1.2906285211267605,"Tracking","Single Axis","Tracking",188,null,null,null,null,null,22.8952691399987,3.4933042528841201,null,78.68883295093886,null,null,null,null,null,null,null,null,null,null,0.2144060711299762,0.21172583445880763,0.2101708612329716]
[60380,"Shoe Creek Solar","2017-12-30",2017,"Southeast (non-ISO)","NC",34.844920000000002,-79.384720000000002,4.5005468036999998,"PV","c-Si",91.587220000000016,64.48,1.4203973325062036,"Tracking","Single Axis","Tracking",180,null,null,null,null,null,23.188428646914701,2.9750137495655502,null,70.433339801535197,null,null,null,null,null,null,null,null,null,null,0.21145100388637722,0.25182315567037167,0.24399695250105083]
[59875,"Marshall Solar Project","2017-01-09",2017,"MISO","MN",44.471950999999997,-95.664610999999994,3.9111689498,"PV","c-Si",93.16,62.25,1.4965461847389558,"Fixed Tilt","Fixed Tilt",25,180,null,null,null,null,null,16.157189919327099,0.66269323237356503,62.332700687839001,93.98917393280523,null,null,null,null,null,null,null,null,null,0.20485228585575177,0.19696686288533127,0.17720929379618933,0.1909093569176524]
[60383,"Monroe Solar Facility (Rocky River Solar)","2017-03-01",2017,"Southeast (non-ISO)","NC",34.929310999999998,-80.630311000000006,4.5446132419999996,"PV","Thin-Film",74.900000000000006,60,1.2483333333333335,"Fixed Tilt","Fixed Tilt",20,180,null,null,null,null,null,23.1539164815722,3.30277754531821,null,84.904220897578554,null,null,null,null,null,null,null,null,null,null,0.17705479452054795,0.18429033485540336,0.19114678202792956]
[61813,"Ranchland Solar (Summit Farms Solar Phase 2)","2017-12-30",2017,"PJM","NC",36.472791000000001,-76.157140999999996,4.3991255707999999,"PV","c-Si",84.5,60,1.4083333333333334,"Tracking","Single Axis","Tracking",180,null,null,null,null,null,22.677539349575699,10.0620068269581,null,78.980919898640821,null,null,null,null,null,null,null,null,null,null,0.1665513888888889,0.23297184170471841,0.23582270795385549]
[59315,"Beacon Solar 1 (Hecate Energy Beacon 1 Photovoltaic Project)","2017-04-30",2017,"West (non-ISO)","CA",35.268850999999998,-118.014021,5.8451440639000003,"PV","c-Si",63.9,56,1.1410714285714285,"Tracking","Single Axis","Tracking",180,"PV+Storage","Lithium-ion",2018,36,18,"","",57.801671239864994,53.261813044263327,null,null,null,null,null,null,null,null,null,null,0.2915871656881931,0.28115215264187865,0.28342928701535258]
[61048,"Gala Solar Power Plant (Solar Star Oregon II)","2017-10-27",2017,"West (non-ISO)","OR",44.184210999999998,-120.917331,4.4842189497999998,"PV","c-Si",71,56,1.2678571428571428,"Tracking","Single Axis","Tracking",180,null,null,null,null,null,"","",52.293536717959299,63.852283824190451,null,null,null,null,null,null,null,null,null,null,0.25808463796477493,0.25692881604696671,0.24772110005204268]
[60303,"Sumrall II Solar Farm (MS Solar 3)","2017-12-30",2017,"MISO","MS",31.400110999999999,-89.497210999999993,4.6277952055,"PV","c-Si",74,52,1.4230769230769231,"Tracking","Single Axis","Tracking",180,null,null,null,null,null,22.274041724219401,0.43885167306397099,43.262990790301664,73.039115400187384,null,null,null,null,null,null,null,null,null,null,0.23873595012293641,0.22210879873551106,0.22378975760123301]
[60306,"Sumrall I Solar Farm (MS Solar 2)","2017-06-30",2017,"Southeast (non-ISO)","MS",31.408811,-89.497210999999993,4.6277952055,"PV","c-Si",74,52,1.4230769230769231,"Tracking","Single Axis","Tracking",180,null,null,null,null,null,22.6571411626398,4.4040726736097904,59.722529013623841,91.930573101872866,null,null,null,null,null,null,null,null,null,null,0.25499648753073412,0.24005751668422901,0.22703429312035869]
[60552,"Hattiesburg Solar Farm","2017-10-28",2017,"Southeast (non-ISO)","MS",31.274411000000001,-89.299131000000003,4.6431696347000004,"PV","c-Si",67.5,50.6,1.3339920948616601,"Fixed Tilt","Fixed Tilt",20,180,null,null,null,null,null,22.712445710829002,4.5163839468283804,44.735214561102765,80.461011743958935,null,null,null,null,null,null,null,null,null,null,0.20370621040662731,0.20681953543776058,0.19925356109203227]
[60989,"Solaire Holman 1","2017-04-23",2017,"ERCOT","TX",30.457370999999998,-103.48311099999999,5.6267463470000001,"PV","c-Si",65,50,1.3,"Tracking","Single Axis","Tracking",178,null,null,null,null,null,18.942437271838401,0,43.767792548438244,52.378089921976063,null,null,null,null,null,null,null,null,null,null,0.24203652968036529,0.27680365296803655,0.28203551912568309]
[60682,"Pearl Solar","2017-10-30",2017,"ERCOT","TX",31.014710999999998,-102.26207100000001,5.4915118721000002,"PV","c-Si",66.13,50,1.3226,"Tracking","Single Axis","Tracking",180,null,null,null,null,null,19.095259391212,0,null,70.80321792071652,null,null,null,null,null,null,null,null,null,null,0.25205022831050228,0.23813470319634703,0.2285655737704918]
[61561,"Bladen Solar","2017-12-30",2017,"Southeast (non-ISO)","NC",34.818451000000003,-78.622630999999998,4.4884050228000003,"PV","c-Si",75,50,1.5,"Fixed Tilt","Fixed Tilt",20,180,null,null,null,null,null,23.048627894352599,1.48945077155281,null,90.258521966162206,null,null,null,null,null,null,null,null,null,null,0.23733269406392693,0.2323447488584475,0.22517304189435336]
[61512,"Bullock Solar","2017-12-30",2017,"Southeast (non-ISO)","NC",36.475369000000001,-78.315079999999995,4.3952184930999998,"PV","c-Si",75,50,1.5,"Fixed Tilt","Fixed Tilt",20,180,null,null,null,null,null,23.3465685571487,1.42761623353613,null,89.857669401565886,null,null,null,null,null,null,null,null,null,null,0.22569771689497717,0.23327853881278537,0.22694899817850636]
[59691,"Gulf Coast Solar Center 3 (NAS Pensicola, NOLF Saufley Field)","2017-08-23",2017,"Southeast (non-ISO)","FL",30.473140999999998,-87.340930999999998,4.7190511415999996,"PV","Thin-Film",68.7,50,1.3740000000000001,"Fixed Tilt","Fixed Tilt",20,217,null,null,null,null,null,22.550008022283201,4.16064710974159,70.538122536140165,90.395065138632134,null,null,null,null,null,null,null,null,null,null,0.21285388127853883,0.21630136986301371,0.20802140255009108]
[61084,"Luning Solar Energy Center","2017-02-27",2017,"West (non-ISO)","NV",38.545411000000001,-118.193411,5.3796504566000003,"PV","c-Si",65.92,50,1.3184,"Tracking","Single Axis","Tracking",180,null,null,null,null,null,27.695724645075298,7.1758651433875702,null,57.358150960822513,null,null,null,null,null,null,null,null,null,null,0.29533789954337897,0.29607077625570777,0.31371584699453553]
[60885,"Boulder Solar Project 2","2017-01-31",2017,"West (non-ISO)","NV",35.843611000000003,-114.950041,5.4780166667000003,"PV","c-Si",62,50,1.24,"Tracking","Single Axis","Tracking",180,null,null,null,null,null,28.427924466581601,7.2530869327846696,46.098955607192714,53.844283697613605,null,null,null,null,null,null,null,null,null,0.30527625570776257,0.30876255707762557,0.2995205479452055,0.31134562841530056]
[59309,"Beacon Solar 2","2017-12-30",2017,"West (non-ISO)","CA",35.269210999999999,-117.998491,5.8586210045999998,"PV","c-Si",59.6,45,1.3244444444444445,"Tracking","Single Axis","Tracking",180,null,null,null,null,null,"","",66.357227023510106,57.102661988698578,null,null,null,null,null,null,null,null,null,null,0.32449264332825978,0.31159309994926432,0.31581410645618296]
[60043,"Cuyama Solar","2017-11-01",2017,"CAISO","CA",34.901941000000001,-119.59566100000001,5.5601970319999996,"PV","Thin-Film",56.1,40,1.4025000000000001,"Tracking","Single Axis","Tracking",180,null,null,null,null,null,2.8026207292806302,2.8366893340072701,null,97.619176242174049,null,null,null,null,null,null,null,null,null,null,0.3326912100456621,0.29461757990867582,0.26537454462659382]
[59690,"Gulf Coast Solar Center 2 (NAS Whiting Field, NOLF Holley)","2017-08-23",2017,"Southeast (non-ISO)","FL",30.428470999999998,-86.894171,4.8293009132,"PV","Thin-Film",53.7,40,1.3425,"Fixed Tilt","Fixed Tilt",20,220,null,null,null,null,null,22.721593497256698,4.0935259718457502,70.538122536140165,81.069200519091012,null,null,null,null,null,null,null,null,null,null,0.2203538812785388,0.22423515981735159,0.23154883879781421]
[60467,"Red Rock (AZ)","2017-02-28",2017,"West (non-ISO)","AZ",32.553271000000002,-111.28153,5.8109924658000001,"PV","c-Si",57.6,40,1.44,"Tracking","Single Axis","Tracking",180,null,null,null,null,null,20.733221801085499,11.6527678705549,null,56.559569729838522,null,null,null,null,null,null,null,null,null,null,0.34248002283105022,0.33153253424657536,0.32899590163934428]
[59308,"Beacon Solar 5","2017-12-30",2017,"West (non-ISO)","CA",35.247160999999998,-118.034621,5.8451440639000003,"PV","c-Si",48.2,36,1.338888888888889,"Tracking","Single Axis","Tracking",180,null,null,null,null,null,"","",67.24666182926795,60.393119558641075,null,null,null,null,null,null,null,null,null,null,0.31722158802638256,0.30957001522070016,0.31898590872293059]
[60540,"Innovative Solar 31 (NC-31)","2017-01-01",2017,"Southeast (non-ISO)","NC",34.539571000000002,-78.750620999999995,4.5364086757999997,"PV","c-Si",43.2,35,1.2342857142857144,"Tracking","Single Axis","Tracking",180,null,null,null,null,null,22.9507811611563,3.6182954354725698,null,86.197836704613962,null,null,null,null,null,null,null,null,null,null,0.20527397260273972,0.16999021526418787,0.18962399167317201]
[59666,"Innovative Solar 47 (NC-47)","2017-04-28",2017,"Southeast (non-ISO)","NC",34.802491000000003,-79.328331000000006,4.5005468036999998,"PV","c-Si",47.6,35,1.36,"Tracking","Single Axis","Tracking",180,null,null,null,null,null,23.0561430935408,3.1711665690112798,null,74.677815894121579,null,null,null,null,null,null,null,null,null,null,0.23727984344422701,0.23032289628180039,0.22219620088472547]
[60237,"Midway Solar Farm II","2017-05-30",2017,"West (non-ISO)","CA",33.165861,-115.54051,5.9063401826000002,"PV","Thin-Film",40,30,1.3333333333333333,"Tracking","Single Axis","Tracking",180,null,null,null,null,null,"","",61.572303047617183,70.270177846364078,null,null,null,null,null,null,null,null,null,null,0.330220700152207,0.30586377473363774,0.28296144505160897]
[59689,"Gulf Coast Solar Center 1 (Eglin AFB)","2017-08-23",2017,"Southeast (non-ISO)","FL",30.516691000000002,-86.525361000000004,4.7312605022999996,"PV","Thin-Film",42.2,30,1.4066666666666667,"Fixed Tilt","Fixed Tilt",20,219,null,null,null,null,null,22.693011032429901,3.9045398022563398,null,86.516335307646003,null,null,null,null,null,null,null,null,null,null,0.21526636225266363,0.22473363774733637,0.22385018214936248]
[60346,"Lapeer Solar Project I (Demille Array)","2017-05-01",2017,"MISO","MI",43.040011,-83.333250000000007,3.7247666666999999,"PV","c-Si",34.57,28.56,1.2104341736694679,"Fixed Tilt","Fixed Tilt",30,180,null,null,null,null,null,29.435912494480501,21.856741873907701,null,91.193655297461945,null,null,null,null,null,null,null,null,null,null,0.15946960976171293,0.16581689753526982,0.17278199986734222]
[60258,"Alta Luna","2017-03-16",2017,"West (non-ISO)","NM",32.571120999999998,-107.462941,5.8230972603,"PV","c-Si",33.76737,28.1,1.2016857651245552,"Tracking","Single Axis","Tracking",180,null,null,null,null,null,23.8928303133596,17.460292769619301,41.174060435802566,64.518020390199965,null,null,null,null,null,null,null,null,null,0.29421180064674429,0.29312306017322343,0.28189847088837966,0.27771295594059725]
[61172,"EE Waianae Solar Project (Waianae Solar)","2017-01-25",2017,"HI","HI",21.457001000000002,-158.19031100000001,5.2884390411000002,"PV","c-Si",40.39,27.6,1.4634057971014491,"Tracking","Single Axis","Tracking",180,null,null,null,null,null,"","",130.3379195325974,null,null,null,null,null,null,null,null,null,null,null,0.26245417245715036,0.27704213817748652,0.26344423985639237]
["61268a","Kayenta Solar 1","2017-05-30",2017,"West (non-ISO)","AZ",36.787391,-110.240291,5.4825194063999998,"PV","c-Si",37.6,27.3,1.3772893772893773,"Tracking","Single Axis","Tracking",180,null,null,null,null,null,"",""]
[60558,"NRG Solar Blythe II (Cisco)","2017-04-20",2017,"CAISO","CA",33.624681000000002,-114.698961,5.8362095890000001,"PV","c-Si",27.645,21.04,1.313925855513308,"Tracking","Single Axis","Tracking",180,null,null,null,null,null,15.588784788458501,3.4941335118268499,null,80.67642699460157,null,null,null,null,null,null,null,null,null,null,0.27185660711495396,0.31879373057624533,0.26794309737026195]
[61463,"Vandenberg Solar Project (Vandenberg AFB)","2017-12-30",2017,"CAISO","CA",34.746661000000003,-120.51069099999999,5.0473511416000001,"PV","c-Si",28,20.6,1.3592233009708736,"Tracking","Single Axis","Tracking",180,null,null,null,null,null,21.178097261147698,4.2445252312908197,null,86.978210179473962,null,null,null,null,null,null,null,null,null,null,0.25305337589218418,0.23772553974376026,0.23163806214299604]
[61490,"Estill Solar I","2017-12-30",2017,"Southeast (non-ISO)","SC",32.765641000000002,-81.246060999999997,4.6653315068000003,"PV","c-Si",27.99,20.399999999999999,1.3720588235294118,"Tracking","Single Axis","Tracking",180,null,null,null,null,null,"","",45.569536485595599,60.151681780459576,null,null,null,null,null,null,null,null,null,null,null,0.21956419554123027,0.21799327654559097]
[60637,"PSEG Cork Oak Solar","2017-12-30",2017,"PJM","NC",36.372871000000004,-77.571500999999998,4.4100700912999997,"PV","c-Si",26.2,20.25,1.2938271604938272,"Tracking","Single Axis","Tracking",180,null,null,null,null,null,21.9971649644718,9.3150248824219393,null,78.383106452852601,null,null,null,null,null,null,null,null,null,null,0.19041659620046225,0.22477028017362874,0.20617733702129573]
[59695,"Mountain Home Solar (Mt Home Solar I)","2017-03-31",2017,"West (non-ISO)","ID",43.147621000000001,-115.721571,4.732713242,"PV","c-Si",26.681000000000001,20,1.33405,"Tracking","Single Axis","Tracking",180,null,null,null,null,null,"","",null,60.293666070656776,null,null,null,null,null,null,null,null,null,null,0.27011415525114157,0.28551369863013704,0.29120560109289617]
[60481,"Bayshore Solar A","2017-12-30",2017,"CAISO","CA",34.667816999999999,-118.298101,5.7423842466000004,"PV","c-Si",25,20,1.25,"Tracking","Single Axis","Tracking",180,null,null,null,null,null,21.856396105959501,3.36401959235309,51.162849398788495,47.235571154905685,null,null,null,null,null,null,null,null,null,null,0.31517694063926943,0.31023401826484021,0.29666438979963566]
[60474,"Bayshore Solar B","2017-12-30",2017,"CAISO","CA",34.678305000000002,-118.302601,5.6208550227999998,"PV","c-Si",25,20,1.25,"Tracking","Single Axis","Tracking",180,null,null,null,null,null,21.809884837309699,3.5260843954077501,51.093216616311146,50.83996075440124,null,null,null,null,null,null,null,null,null,null,0.31720319634703198,0.30676940639269401,0.28257058287795994]
[60475,"Bayshore Solar C","2017-12-30",2017,"CAISO","CA",34.681337999999997,-118.31410099999999,5.6208550227999998,"PV","c-Si",25,20,1.25,"Tracking","Single Axis","Tracking",180,null,null,null,null,null,21.809116296656399,3.5306861189793901,51.141886988856733,51.342896849153689,null,null,null,null,null,null,null,null,null,null,0.30870433789954344,0.30561073059360733,0.28218920765027322]
[60582,"Tallahassee Airport 1 (CoTAL, City of Tallahassee Solar Farm, Tallahassee Solar 1)","2017-12-30",2017,"Southeast (non-ISO)","FL",30.379501000000001,-84.356950999999995,4.7657527396999999,"PV","Thin-Film",28,20,1.4,"Fixed Tilt","Fixed Tilt",30,180,null,null,null,null,null,"","",46.301790704643444,66.537673861173459,null,null,null,null,null,null,null,null,null,null,0.21422945205479452,0.21729452054794515,0.22205714936247722]
[60981,"Westside Solar Energy Center (Nextera Westside PV)","2017-04-30",2017,"CAISO","CA",36.381940999999998,-120.134811,5.3627531962999999,"PV","c-Si",27.5,20,1.375,"Tracking","Single Axis","Tracking",180,null,null,null,null,null,17.460740486902601,3.38555812123152,68.103525983807629,70.45349252640024,null,null,null,null,null,null,null,null,null,null,0.30683219178082194,0.28965182648401833,0.28634448998178508]
[60975,"Whitney Point Solar Energy Center","2017-04-15",2017,"CAISO","CA",36.375121,-120.13421099999999,5.3627531962999999,"PV","c-Si",27.5,20,1.375,"Tracking","Single Axis","Tracking",180,null,null,null,null,null,17.805470208941799,3.4073485438178102,52.965297415203587,68.860649432127886,null,null,null,null,null,null,null,null,null,null,0.30124429223744292,0.29487442922374429,0.28686247723132974]
[60622,"Bowling Green Solar","2017-01-19",2017,"PJM","OH",41.396141,-83.581470999999993,3.8422835616,"PV","c-Si",28.7,20,1.4350000000000001,"Tracking","Single Axis","Tracking",180,null,null,null,null,null,27.1787448243096,11.491231755108901,null,80.001585817585465,null,null,null,null,null,null,null,null,null,null,0.23930936073059356,0.21240296803652969,0.22191484517304186]
[59522,"Giffen Solar Park","2017-06-30",2017,"CAISO","CA",36.552340999999998,-120.33885100000001,5.3220723744000002,"PV","c-Si",28,20,1.4,"Tracking","Single Axis","Tracking",179,null,null,null,null,null,7.8008262384799503,5.02769287633914,null,87.02143395099236,null,null,null,null,null,null,null,null,null,null,0.21095890410958909,0.18143264840182652,0.17134562841530054]
[61489,"Cameron I Solar","2017-12-30",2017,"Southeast (non-ISO)","SC",33.577421000000001,-80.706109999999995,4.6261358447000003,"PV","c-Si",27.99,20,1.3995,"Tracking","Single Axis","Tracking",180,null,null,null,null,null,"","",null,56.395827657549766,null,null,null,null,null,null,null,null,null,null,null,0.24848744292237446,0.2346709927140255]
[61498,"Hampton Solar 2","2017-12-30",2017,"Southeast (non-ISO)","SC",32.882091000000003,-81.136090999999993,4.6632315067999999,"PV","c-Si",28.09,20,1.4045000000000001,"Tracking","Single Axis","Tracking",180,null,null,null,null,null,"","",null,58.126174154297566,null,null,null,null,null,null,null,null,null,null,null,0.23851598173515987,0.22821038251366121]
[59685,"Remington Solar Facility","2017-10-26",2017,"PJM","VA",38.548333,-77.776390000000006,4.1782162100000004,"PV","Thin-Film",27.7,20,1.385,"Fixed Tilt","Fixed Tilt",20,180,"PV+Fossil",null,null,null,null,23.6224439334542,9.7957797898172601,null,98.726446777866357,null,null,null,null,null,null,null,null,null,null,0.20172945205479453,0.19513698630136986,0.18980532786885246]
[60916,"Amazon Solar Farm US East 4 (Sappony Solar)","2017-12-10",2017,"PJM","VA",36.943320999999997,-77.415481,4.3510424658,"PV","c-Si",28.29,20,1.4144999999999999,"Tracking","Single Axis","Tracking",180,null,null,null,null,null,22.4027300951137,8.8429076990390598,null,67.984611920139656,null,null,null,null,null,null,null,null,null,null,0.22298515981735156,0.24884703196347033,0.22819899817850636]
[61375,"Hecate Energy Cherrydale","2017-11-01",2017,"PJM","VA",37.369397999999997,-75.91413,4.3633436073,"PV","c-Si",25.48,20,1.274,"Tracking","Single Axis","Tracking",180,null,null,null,null,null,26.864098218062701,17.479141958636401,null,81.419167366404636,null,null,null,null,null,null,null,null,null,null,0.18044520547945206,0.210587899543379,0.20502049180327869]
[60915,"Amazon Solar Farm US East 3 (Correctional Solar)","2017-12-30",2017,"PJM","VA",37.472821000000003,-76.844311000000005,4.2920853881000003,"PV","c-Si",22.96,20,1.1480000000000001,"Tracking","Single Axis","Tracking",180,null,null,null,null,null,22.819352526035399,10.4639868051724,null,71.86633870594089,null,null,null,null,null,null,null,null,null,null,0.18987442922374434,0.19518835616438357,0.15405851548269578]
[60968,"Amazon Solar Farm US East 5 (Scott 2)","2017-12-31",2017,"PJM","VA",37.532651000000001,-77.942910999999995,4.3119285388000002,"PV","c-Si",28.3,20,1.415,"Tracking","Single Axis","Tracking",159,null,null,null,null,null,22.586250044638099,8.3036134615434598,43.121074921820487,72.293003386509326,null,null,null,null,null,null,null,null,null,null,0.21332191780821919,0.23321347031963474,0.22748747723132973]
[60310,"Portal Ridge Solar B","2017-02-28",2017,"CAISO","CA",34.716470999999999,-118.28211,5.8113525114,"PV","Thin-Film",25,20,1.25,"Tracking","Single Axis","Tracking",180,null,null,null,null,null,22.176084623913098,3.5901998689900601,null,87.870634852063958,null,null,null,null,null,null,null,null,null,null,0.31470890410958902,0.30646689497716906,0.27777208561020034]
[61406,"Essex Solar Center","2017-12-30",2017,"PJM","VA",37.832580999999998,-76.795691000000005,4.2574970319999998,"PV","c-Si",26.7,20,1.335,"Tracking","Single Axis","Tracking",180,null,null,null,null,null,37.872423238380399,8.8525030221530407,null,79.87612561145464,null,null,null,null,null,null,null,null,null,null,0.21642123287671233,0.24385273972602745,0.22357126593806922]
[59915,"CED Oro Loma (SR Solis Oro Loma Solar)","2017-02-01",2017,"CAISO","CA",36.876961000000001,-120.667501,5.2543954338000001,"PV","c-Si",27.681999999999999,20,1.3840999999999999,"Tracking","Single Axis","Tracking",180,null,null,null,null,null,21.564443748710602,3.4106404538969102,null,77.237594859585698,null,null,null,null,null,null,null,null,null,null,0.30089611872146121,0.26592465753424654,0.29133082877959926]
[10437,"Sunray 2 (previously SEGS II)","2017-06-02",2017,"CAISO","CA",34.862960999999999,-116.82713099999999,5.8493111871999997,"PV","c-Si",26.9,20,1.345,"Tracking","Single Axis","Tracking",180,null,null,null,null,null,"","",null,47.524556419485037,null,null,null,null,null,null,null,null,null,null,0.34154109589041098,0.33631849315068491,0.33241120218579229]
[60748,"Simco Solar (Simcoe Solar)","2017-03-31",2017,"West (non-ISO)","ID",43.325321000000002,-115.939241,4.6827493150999997,"PV","Thin-Film",26.783000000000001,20,1.3391500000000001,"Tracking","Single Axis","Tracking",180,null,null,null,null,null,"","",null,76.751980094908959,null,null,null,null,null,null,null,null,null,null,0.28083904109589047,0.27590182648401829,0.26142987249544625]
[60012,"American Falls Solar II","2017-03-31",2017,"West (non-ISO)","ID",42.827781000000002,-112.742971,4.488106621,"PV","c-Si",26.678000000000001,20,1.3339000000000001,"Tracking","Single Axis","Tracking",180,null,null,null,null,null,"","",null,71.926232643498452,null,null,null,null,null,null,null,null,null,null,0.24961757990867581,0.2515867579908676,0.26469148451730418]
[60011,"American Falls Solar I","2017-03-31",2017,"West (non-ISO)","ID",42.831541000000001,-112.743031,4.488106621,"PV","c-Si",26.678000000000001,20,1.3339000000000001,"Tracking","Single Axis","Tracking",180,null,null,null,null,null,"","",null,77.624136881169292,null,null,null,null,null,null,null,null,null,null,0.24318493150684931,0.24993721461187215,0.26046220400728598]
[60009,"Murphy Flat Power","2017-03-30",2017,"West (non-ISO)","ID",43.211401000000002,-116.441821,4.6079764839999999,"PV","c-Si",26.678000000000001,20,1.3339000000000001,"Tracking","Single Axis","Tracking",180,null,null,null,null,null,"","",null,76.930448506549297,null,null,null,null,null,null,null,null,null,null,0.26115867579908669,0.26507990867579906,0.26127049180327871]
[60010,"Orchard Ranch Solar","2017-03-31",2017,"West (non-ISO)","ID",43.469270999999999,-116.289361,4.6515584475000002,"PV","Thin-Film",26.783000000000001,20,1.3391500000000001,"Tracking","Single Axis","Tracking",180,null,null,null,null,null,"","",null,70.870216692676578,null,null,null,null,null,null,null,null,null,null,0.27248287671232874,0.27647260273972596,0.26668943533697631]
[60964,"Apache Solar 1","2017-09-27",2017,"West (non-ISO)","AZ",32.068080999999999,-109.888541,5.6377015981999996,"PV","c-Si",24.66,20,1.2330000000000001,"Tracking","Single Axis","Tracking",180,null,null,null,null,null,"","",null,43.689719236709301,null,null,null,null,null,null,null,null,null,null,0.28488013698630138,0.29690068493150684,0.3131659836065574]
[60947,"Jacumba Solar Farm","2017-07-25",2017,"CAISO","CA",32.619281000000001,-116.129541,5.8574134703,"PV","c-Si",28,20,1.4,"Fixed Tilt","Fixed Tilt",25,180,null,null,null,null,null,17.593988211549998,4.2251052985418402,null,74.564642675955838,null,null,null,null,null,null,null,null,null,null,0.28678652968036528,0.25193493150684931,0.22061133879781422]
[60490,"Redwood 4 Solar Farm","2017-12-30",2017,"CAISO","CA",35.314990999999999,-118.810661,5.3686031962999996,"PV","c-Si",26,20,1.3,"Tracking","Single Axis","Tracking",180,null,null,null,null,null,19.544526952266999,3.53353182483588,null,62.903108997944962,null,null,null,null,null,null,null,null,null,null,0.28856735159817354,0.28806506849315067,0.28175091074681241]
[60001,"Vaughn Creek PV1 (Fresh Air Energy XXV)","2017-12-30",2017,"Southeast (non-ISO)","NC",36.452511000000001,-77.120250999999996,4.4033440638999997,"PV","c-Si",26,19.899999999999999,1.306532663316583,"Tracking","Single Axis","Tracking",180,null,null,null,null,null,22.910390056609799,3.43928738737057,null,44.40092118052268,null,null,null,null,null,null,null,null,null,null,0.21645327092081415,0.24261145912209459,0.23229764487281587]
[60917,"Amazon Solar Farm US East 2 (Buckingham Solar)","2017-11-30",2017,"PJM","VA",37.502780000000001,-78.373009999999994,4.3037219177999999,"PV","c-Si",22.66,19.8,1.1444444444444444,"Tracking","Single Axis","Tracking",180,null,null,null,null,null,22.623316758626999,8.6612912678274991,null,68.035237983757639,null,null,null,null,null,null,null,null,null,null,0.17590862967575288,0.2000426640837599,0.18889371860683332]
[60347,"Lapeer Solar Project II (Turill Array)","2017-10-09",2017,"MISO","MI",43.034739000000002,-83.308890000000005,3.7247666666999999,"PV","c-Si",22.96,19.57,1.1732243229432806,"Fixed Tilt","Fixed Tilt",30,180,null,null,null,null,null,29.505474661867499,22.4398387268891,null,97.15846087429577,null,null,null,null,null,null,null,null,null,null,0.15537247160993314,0.15614245082049452,0.15908983025764314]
[58792,"Ayrshire","2017-09-30",2017,"Southeast (non-ISO)","NC",35.281891000000002,-81.614411000000004,4.5352004566000002,"PV","Thin-Film",27.1,19.399999999999999,1.3969072164948455,"Fixed Tilt","Fixed Tilt",20,180,null,null,null,null,null,23.3686944863361,3.4797172491394601,null,112.01465620894705,null,null,null,null,null,null,null,null,null,null,0.20789789577743265,0.20304335545826865,0.19953101233733311]
[645,"Big Bend Solar (FL)","2017-02-20",2017,"Southeast (non-ISO)","FL",27.786221000000001,-82.390381000000005,5.0192196346999998,"PV","Thin-Film",23,19,1.2105263157894737,"Tracking","Single Axis","Tracking",180,"PV+Fossil",null,null,null,null,"","",null,69.803369291207375,null,null,null,null,null,null,null,null,null,null,0.2436253304494112,0.23985219899062726,0.22988567730802417]
[60584,"NAS Oceana Solar","2017-12-30",2017,"PJM","VA",36.788030999999997,-76.046960999999996,4.3180559361000004,"PV","Thin-Film",21,17.600000000000001,1.1931818181818181,"Tracking","Single Axis","Tracking",174,null,null,null,null,null,22.745416206249299,8.4882419635851392,null,91.264778607663075,null,null,null,null,null,null,null,null,null,null,0.17788112287256119,0.21253632212536314,0.19421287671799961]
[60435,"NSA Crane Solar Project","2017-02-27",2017,"MISO","IN",38.816400999999999,-86.884201000000004,4.1012394977,"PV","c-Si",24.3,17,1.4294117647058824,"Fixed Tilt","Fixed Tilt",25,180,null,null,null,null,null,25.8933348656745,0.56589875813220902,null,105.00328231992435,null,null,null,null,null,null,null,null,null,null,0.18855761482675262,0.18609320440504973,0.18315386263795139]
[60638,"PSEG Sunflower Solar","2017-12-30",2017,"PJM","NC",36.396431,-77.592710999999994,4.4100700912999997,"PV","c-Si",20.9,16.2,1.2901234567901234,"Tracking","Single Axis","Tracking",180,null,null,null,null,null,21.945704230424202,8.9964901793986094,null,79.460249483217481,null,null,null,null,null,null,null,null,null,null,0.19416257962681105,0.23218614352556524,0.21888141176999715]
[60337,"Providence Solar Center","2017-10-01",2017,"Southeast (non-ISO)","TN",35.577451000000003,-89.049931000000001,4.3775164383999998,"PV","Thin-Film",20,16,1.25,"Tracking","Single Axis","Tracking",179,null,null,null,null,null,23.371269655491002,3.7087174800470102,null,86.398765999811019,null,null,null,null,null,null,null,null,null,null,0.22066210045662102,0.21493293378995434,0.21284437613843352]
[61462,"SR Platteville Solar Farm (Platte Solar Farm)","2017-12-31",2017,"West (non-ISO)","CO",40.181320999999997,-104.68932100000001,4.8135070775999997,"PV","Thin-Film",21.8,16,1.3625,"Tracking","Single Axis","Tracking",180,null,null,null,null,null,18.7041352765551,23.2265865370981,null,61.102688179237539,null,null,null,null,null,null,null,null,null,null,0.27649828767123286,0.2694706050228311,0.26349755236794176]
[59516,"American Legion PV 1 (Fresh Air Energy XIX)","2017-12-30",2017,"PJM","NC",36.418261000000001,-77.656751,4.4158166666999996,"PV","c-Si",20,15.84,1.2626262626262625,"Fixed Tilt","Fixed Tilt",20,191,null,null,null,null,null,22.3728094810355,13.6851838783766,null,71.580403345144518,null,null,null,null,null,null,null,null,null,null,0.1658205917623726,0.18161783358701164,0.13051019070486281]
[60077,"CED Avenal","2017-01-31",2017,"CAISO","CA",35.996011000000003,-120.152041,5.3520027396999996,"PV","c-Si",21.338000000000001,15.8,1.3505063291139241,"Tracking","Single Axis","Tracking",180,null,null,null,null,null,9.5831574364668895E-2,2.7836090708177501,null,110.77210210728991,null,null,null,null,null,null,null,null,null,null,0.25053465117623253,0.21468412230506903,0.18871336837979294]
[60774,"Fort Phantom","2017-04-27",2017,"ERCOT","TX",31.114961000000001,-97.846920999999995,4.8307518265000002,"PV","c-Si",19.600000000000001,15.4,1.2727272727272727,"Tracking","Single Axis","Tracking",180,"Wind+PV",null,null,null,null,25.712009804198299,0,null,90.170478094947356,null,null,null,null,null,null,null,null,null,null,0.1764069264069264,0.15324971831821149,0.202227189932108]
[62775,"Wildberry","2017-07-30",2017,"Southeast (non-ISO)","TN",35.062691000000001,-89.369270999999998,4.4097575341999997,"PV","c-Si",20,15,1.3333333333333333,"Tracking","Single Axis",null,184,null,null,null,null,null,23.304190810450802,4.79100873314996,null,60.184670523092358,null,null,null,null,null,null,null,null,null,null,null,0.21517503805175039,0.21055707346690955]
[59253,"Wildwood Solar II","2017-01-31",2017,"CAISO","CA",35.628630999999999,-119.573161,5.3805184931000003,"PV","c-Si",20.61,14.7,1.4020408163265305,"Tracking","Single Axis","Tracking",180,null,null,null,null,null,21.090881882698799,3.6344679399767501,66.204418256468799,96.35857700351238,null,null,null,null,null,null,null,null,null,null,0.31880377721865011,0.30449942534091273,0.27285231032303636]
[62636,"Valley Electric Association Community Solar Project (Pahrump Community Solar Project, NVSS-II)","2017-02-28",2017,"West (non-ISO)","NV",36.274830999999999,-115.972251,5.7130210045999998,"PV","c-Si",17.531080000000003,14,1.2522200000000001,"Fixed Tilt","Fixed Tilt",null,180,null,null,null,null,null,23.885874991569601,3.7731338718637]
[10438,"Sunray 3 (previously SEGS I)","2017-06-29",2017,"CAISO","CA",34.867849999999997,-116.82505,5.8493111871999997,"PV","c-Si",17.2,13.8,1.2463768115942029,"Tracking","Single Axis","Tracking",180,null,null,null,null,null,"","",null,74.734246712115876,null,null,null,null,null,null,null,null,null,null,0.30857487922705301,0.32364668122559709,0.27874297141046955]
[60000,"Turkey Creek PV1","2017-02-01",2017,"Southeast (non-ISO)","NC",36.441960999999999,-77.135711000000001,4.4033440638999997,"PV","c-Si",16.8,13.5,1.2444444444444445,"Tracking","Single Axis","Tracking",180,null,null,null,null,null,22.9139672815901,3.2159219759589499,null,101.03509966452971,null,null,null,null,null,null,null,null,null,null,0.18981904278707931,0.20790630813461863,0.17848107670512042]
[61864,"Dix Solar (McGuire-Dix-Lakehurst Base)","2017-06-01",2017,"PJM","NJ",39.976990999999998,-74.622170999999994,4.0233445205000002,"PV","c-Si",16.5,13,1.2692307692307692,"Fixed Tilt","Fixed Tilt",25,180,null,null,null,null,null,18.974688045482299,19.993082829416199,null,142.44588362760805,null,null,null,null,null,null,null,null,null,null,0.17608886547242708,0.18160344221988059,0.17696511139134091]
[60546,"KIUC Solar City Project (Kapaia PV+storage)","2017-03-13",2017,"HI","HI",21.999661,-159.380191,5.0669130136999998,"PV","c-Si",17,13,1.3076923076923077,"Fixed Tilt","Fixed Tilt",15,180,"PV+Storage","Lithium-ion",2017,13.600000000000001,57.12,"","",null,null,null,null,null,null,null,null,null,null,null,null,0.19408148928696875,0.19214963119072712,0.18932149362477232]
[60311,"Portal Ridge Solar C","2017-02-28",2017,"CAISO","CA",34.714120999999999,-118.27391,5.8113525114,"PV","Thin-Film",13.75,11.4,1.2061403508771928,"Tracking","Single Axis","Tracking",180,null,null,null,null,null,22.166984871982201,3.47115329528883,61.907402122835911,81.803671892754338,null,null,null,null,null,null,null,null,null,null,0.30280181046222859,0.30607626371865743,0.28788387179241365]
[61522,"Champion Solar (Phase 3)","2017-12-30",2017,"Southeast (non-ISO)","SC",33.794981,-81.262111000000004,4.5642771689000003,"PV","c-Si",15.22,10.88,1.3988970588235294,"Tracking","Single Axis","Tracking",180,null,null,null,null,null,"","",null,40.524094269225721,null,null,null,null,null,null,null,null,null,null,0.24481474952994897,0.24163560972334136,0.21461773746383789]
[61521,"Swamp Fox Solar (Phase 2)","2017-12-30",2017,"Southeast (non-ISO)","SC",33.791651000000002,-81.256850999999997,4.5642771689000003,"PV","c-Si",15.22,10.88,1.3988970588235294,"Tracking","Single Axis","Tracking",180,null,null,null,null,null,"","",null,40.954203996018464,null,null,null,null,null,null,null,null,null,null,0.23425958568358846,0.24582200174590382,0.21204370580199283]
[58319,"Cyrq Patua Solar Project (Patua Geothermal Project Phase 1A, Patua Acquisition Project)","2017-07-30",2017,"West (non-ISO)","NV",39.583091000000003,-119.068091,5.2357573059,"PV","c-Si",14.2,10.638,1.3348373754465124,"Tracking","Single Axis","Tracking",180,"PV+Geothermal",null,null,null,null,32.095792687156802,7.2852213706811897,null,64.95500303460247,null,null,null,null,null,null,null,null,null,null,0.29025995376272362,0.27231789887377117,0.29028021345617711]
[60679,"Fort Rucker Solar","2017-04-20",2017,"Southeast (non-ISO)","AL",31.332070999999999,-85.729771,4.7037015982000003,"PV","Thin-Film",13,10.6,1.2264150943396226,"Tracking","Single Axis","Tracking",180,null,null,null,null,null,22.276841285943402,4.6467229564683796,null,132.36349985903746,null,null,null,null,null,null,null,null,null,null,0.14405100370466101,0.15317265443267,0.16128166133965707]
[61013,"Marin Clean Energy Solar One (Richmond Solar Project)","2017-12-30",2017,"CAISO","CA",37.945959999999999,-122.37620099999999,4.8901961186999996,"PV","c-Si",13,10.5,1.2380952380952381,"Tracking","Single Axis",15,180,null,null,null,null,null,27.649896464838999,4.5219012963415999,83.888269051173253,81.889729511618583,null,null,null,null,null,null,null,null,null,null,0.2200043487714721,0.21974342248314852,0.221821059935814]
[61529,"Estill Solar II","2017-12-30",2017,"Southeast (non-ISO)","SC",32.727111000000001,-81.252640999999997,4.6653315068000003,"PV","c-Si",14.795299999999999,10.199999999999999,1.4505196078431373,"Fixed Tilt","Fixed Tilt",20,180,null,null,null,null,null,"","",null,67.760910530063128,null,null,null,null,null,null,null,null,null,null,null,0.22550138776971979,0.20562118289938933]
[60293,"St Matthews Solar","2017-08-01",2017,"Southeast (non-ISO)","SC",33.686931000000001,-80.760491000000002,4.6064006848999997,"PV","c-Si",14.79,10.199999999999999,1.45,"Tracking","Single Axis","Tracking",180,null,null,null,null,null,"","",null,49.654930738963763,null,null,null,null,null,null,null,null,null,null,0.24797430387680186,0.23678261258841435,0.21999669631058258]
[61748,"Southern Current One","2017-12-30",2017,"Southeast (non-ISO)","SC",32.948709999999998,-81.216261000000003,4.6610369863000001,"PV","c-Si",14.2,10.199999999999999,1.392156862745098,"Tracking","Single Axis","Tracking",180,null,null,null,null,null,"","",null,72.940386481459754,null,null,null,null,null,null,null,null,null,null,0.21087384725579733,0.22563568806518042,0.1774840172863317]
[60519,"Aurora Albany Solar","2017-06-30",2017,"MISO","MN",45.641531000000001,-94.600170000000006,3.7577949772000001,"PV","c-Si",15.24,10,1.524,"Tracking","Single Axis","Tracking",180,null,null,null,null,null,17.016055124008702,0.51548999855424404,null,113.04745369628027,null,null,null,null,null,null,null,null,null,null,0.21931506849315069,0.2128196347031964,0.19915755919854281]
[60530,"Aurora Paynesville Solar","2017-06-30",2017,"MISO","MN",45.392904999999999,-94.721231000000003,3.8051465752999998,"PV","c-Si",15.24,10,1.524,"Tracking","Single Axis","Tracking",180,null,null,null,null,null,19.850155537479001,0.55602821479501896,null,120.02700096969561,null,null,null,null,null,null,null,null,null,null,0.21071917808219179,0.21329908675799084,0.18666894353369767]
[60532,"Aurora Waseca Solar","2017-06-30",2017,"MISO","MN",44.092491000000003,-93.530980999999997,3.8389972603000002,"PV","c-Si",15.92,10,1.5920000000000001,"Tracking","Single Axis","Tracking",180,null,null,null,null,null,17.681847792321101,0.45269444817812499,null,106.4404659113047,null,null,null,null,null,null,null,null,null,null,0.22696347031963471,0.20215753424657529,0.21495901639344267]
[61901,"Redstone Arsenal","2017-12-01",2017,"Southeast (non-ISO)","AL",34.611271000000002,-86.622440999999995,4.3821979451999997,"PV","c-Si",12.5,10,1.25,"Tracking","Single Axis","Tracking",180,"PV+Storage","Lithium-ion",2017,1,2,23.121763791337301,3.5649473746003899,null,107.16058926307996]
[61556,"Facebook 1 Solar Energy Center (Los Lunas 1)","2017-12-30",2017,"West (non-ISO)","NM",34.833531000000001,-106.78191099999999,5.6356009132000002,"PV","c-Si",12.497999999999999,10,1.2498,"Tracking","Single Axis","Tracking",180,null,null,null,null,null,23.634480974793998,20.529833258253898,null,45.342862694513144,null,null,null,null,null,null,null,null,null,null,0.30311643835616436,0.26950913242009134,0.29970400728597446]
[61201,"OR Solar 3 (Turkey Hill)","2017-12-30",2017,"West (non-ISO)","OR",42.022241000000001,-121.423221,4.7639027396999998,"PV","c-Si",13.2,10,1.3199999999999998,"Tracking","Single Axis","Tracking",180,null,null,null,null,null,"","",null,63.013823082541265,null,null,null,null,null,null,null,null,null,null,0.25273972602739725,0.2841095890410959,0.28746584699453553]
[61430,"OR Solar 6 (Lakeview)","2017-12-30",2017,"West (non-ISO)","OR",42.208987999999998,-120.3678,4.7124636985999997,"PV","c-Si",13.7,10,1.3699999999999999,"Tracking","Single Axis","Tracking",180,null,null,null,null,null,"","",null,67.04438356448189,null,null,null,null,null,null,null,null,null,null,0.27344748858447487,0.27906392694063925,0.2734289617486339]
[61279,"Wilson Solar Farm 6","2017-05-30",2017,"Southeast (non-ISO)","NC",35.698141,-77.879290999999995,4.4557312785000001,"PV","c-Si",12.7,10,1.27,"Fixed Tilt","Fixed Tilt",20,180,null,null,null,null,null,23.174093579606399,1.66579780396675,null,72.290608722893495,null,null,null,null,null,null,null,null,null,null,0.21144977168949772,0.21141552511415526]
[61278,"Wilson Solar Farm 5","2017-05-30",2017,"Southeast (non-ISO)","NC",35.698141,-77.879290999999995,4.4557312785000001,"PV","c-Si",12.1,10,1.21,"Fixed Tilt","Fixed Tilt",20,180,null,null,null,null,null,23.1665602381354,1.6015890419124501,null,74.059008393968753,null,null,null,null,null,null,null,null,null,null,0.19424657534246575,0.19407534246575342]
[61280,"Wilson Solar Farm 7","2017-04-28",2017,"Southeast (non-ISO)","NC",35.756321,-78.013761000000002,4.4743406393000003,"PV","c-Si",12.3,10,1.23,"Fixed Tilt","Fixed Tilt",20,180,null,null,null,null,null,23.213656020618298,2.2036213771461601,null,76.462041395655362,null,null,null,null,null,null,null,null,null,null,0.196175799086758,0.19737442922374429]
[61277,"Wilson Solar Farm 4","2017-04-28",2017,"Southeast (non-ISO)","NC",35.706530000000001,-77.934650000000005,4.4527892694000002,"PV","c-Si",12.1,10,1.21,"Fixed Tilt","Fixed Tilt",20,180,null,null,null,null,null,23.176852274905801,2.2608406902787199,null,72.592714073769713,null,null,null,null,null,null,null,null,null,null,0.19165525114155252,0.19278538812785387]
[61276,"Wilson Solar Farm 3","2017-04-28",2017,"Southeast (non-ISO)","NC",35.782611000000003,-78.989811000000003,4.4439086758000004,"PV","c-Si",11.7,10,1.17,"Fixed Tilt","Fixed Tilt",20,180,null,null,null,null,null,23.263339293375601,2.1864265992558898,null,78.404460078046142,null,null,null,null,null,null,null,null,null,null,0.18470319634703197,0.18397260273972602]
[61292,"Jackson Solar Farm (Wilson)","2017-03-01",2017,"Southeast (non-ISO)","NC",35.752881000000002,-77.857611000000006,4.4523303652999999,"PV","c-Si",11.9,10,1.19,"Fixed Tilt","Fixed Tilt",20,180,null,null,null,null,null,23.210463939817199,2.3844209266948799,null,65.298099407700448,null,null,null,null,null,null,null,null,null,null,0.19211187214611872,0.19573059360730594]
[60659,"Ridgeland Solar Farm I","2017-06-30",2017,"Southeast (non-ISO)","SC",32.466681000000001,-80.961461,4.6799404109999996,"PV","c-Si",12.2,10,1.22,"Tracking","Single Axis","Tracking",180,null,null,null,null,null,"","",null,68.632042755280224,null,null,null,null,null,null,null,null,null,null,0.22992009132420091,0.22595890410958905,0.20529371584699455]
[61374,"Double Tollgate Solar Project (Clarke County Solar)","2017-07-01",2017,"PJM","VA",39.066040999999998,-78.137000999999998,4.0860401825999997,"PV","c-Si",12.6,10,1.26,"Tracking","Single Axis","Tracking",180,null,null,null,null,null,23.012043390231199,9.2473891648450195,null,69.173777004756516,null,null,null,null,null,null,null,null,null,null,0.18641552511415527,0.20286529680365301,0.1983151183970856]
[61532,"Leon Solar","2017-12-30",2017,"ERCOT","TX",33.161591000000001,-96.239271000000002,4.6292710045999996,"PV","c-Si",14.202499999999999,10,1.4202499999999998,"Tracking","Single Axis","Tracking",180,null,null,null,null,null,26.174794149757801,0,null,55.26158483941186,null,null,null,null,null,null,null,null,null,null,0.22140410958904111,0.24559360730593602,0.15910746812386156]
[61524,"Whitewright Solar","2017-12-30",2017,"ERCOT","TX",33.500700999999999,-96.374320999999995,4.6390484018000002,"PV","c-Si",14.2766,10,1.4276599999999999,"Tracking","Single Axis","Tracking",180,null,null,null,null,null,25.361347797556,0,null,47.934617420841434,null,null,null,null,null,null,null,null,null,null,0.23283105022831055,0.24823059360730593,0.21823770491803274]
[60242,"SKIC 2 (South Kern Industrial Center, Algonquin SKIC 10 Solar, Bakersfield 2)","2017-01-31",2017,"CAISO","CA",35.124659999999999,-119.24196000000001,5.3630963469999999,"PV","c-Si",11.978400000000001,10,1.19784,"Tracking","Single Axis","Tracking",180,null,null,null,null,null,14.2436058656426,4.4539745784609002,null,99.846868377431733,null,null,null,null,null,null,null,null,null,null,0.2484703196347032,0.23767123287671232,0.20596539162112931]
[61580,"Tumbleweed Solar (Ventyx: Jeans Solar Park)","2017-12-30",2017,"West (non-ISO)","OR",44.194640999999997,-121.229501,4.4736374429000003,"PV","c-Si",14,9.9,1.4141414141414141,"Fixed Tilt","Fixed Tilt",28,180,null,null,null,null,null,"","",null,74.644579258279975,null,null,null,null,null,null,null,null,null,null,0.23710852820441852,0.22209538305428708,0.24242884215561805]
[61560,"Eagle Point Solar","2017-12-30",2017,"West (non-ISO)","OR",42.401021,-122.831171,4.5372792236999997,"PV","c-Si",13.061,9.9,1.3192929292929292,"Tracking","Single Axis","Tracking",180,null,null,null,null,null,"","",null,57.93066990645535,null,null,null,null,null,null,null,null,null,null,0.21544209215442089,0.21752917300862498,0.1776646243859358]
[63180,"TPE Whitney Solar, LLC (United Community Solar Plant)","2017-12-31",2017,"ERCOT","TX",32.067577999999997,-97.533899000000005,4.8053678081999998,"PV","c-Si",14.3,9.9,1.4444444444444444,"Tracking","Single Axis",null,180,null,null,null,null,null,25.727479946093201,0,null,null,null,null,null,null,null,null,null,null,null,null,null,0.25484295004842944,0.25359469007009988]
[64078,"Pittsfield Solar LLC","2017-12-31",2017,"ISO-NE","ME",44.814177000000001,-69.448346000000001,3.6531207763000002,"PV","c-Si",13.9,9.9,1.404040404040404,"Fixed Tilt","Fixed Tilt",35,170,null,null,null,null,null,21.618975409497001,6.8096845886082802,null,107.82801573856511,null,null,null,null,null,null,null,null,null,null,null,null,0.18172388732498021]
[59737,"Aspiration G","2017-09-30",2017,"CAISO","CA",36.552090999999997,-120.34261100000001,5.3220723744000002,"PV","c-Si",11.7,9,1.2999999999999998,"Tracking","Single Axis","Tracking",180,null,null,null,null,null,8.27634786816947,3.4796662304251602,null,60.939715964464398,null,null,null,null,null,null,null,null,null,null,0.28097412480974127,0.24934043632673769,0.26670967415502933]
[61487,"PSEG West Babylon Solar Center (SL Babylon)","2017-12-30",2017,"NYISO","NY",40.732410999999999,-73.375660999999994,4.0162671232999996,"PV","c-Si",10.62,9,1.18,"Fixed Tilt","Fixed Tilt",20,180,null,null,null,null,null,26.000633264117901,10.900468671573799,null,128.69878591213234,null,null,null,null,null,null,null,null,null,null,0.17091577879249112,0.17692795535261291,0.15610453349524389]
[61519,"Baker Point (Frederick Road Solar)","2017-11-16",2017,"PJM","MD",39.570540999999999,-77.362460999999996,4.0304255708000003,"PV","c-Si",10.89,9,1.21,"Fixed Tilt","Fixed Tilt",25,180,null,null,null,null,null,24.451513060800401,7.0628488345271796,null,null,null,null,null,null,null,null,null,null,null,null,0.16603247082699132,0.18101217656012175,0.16709674155029344]
[61073,"Pemberton Road I (McGuire-Dix-Lakehurst Base)","2017-06-30",2017,"PJM","NJ",39.981763999999998,-74.697370000000006,4.0233445205000002,"PV","c-Si",9.9936959999999999,8.8000000000000007,1.1356472727272726,"Fixed Tilt","Fixed Tilt",20,180,null,null,null,null,null,18.6155763256406,20.7294066886097,null,102.51052414624615,null,null,null,null,null,null,null,null,null,null,0.16208748443337481,0.17419053549190533,0.15891496936578903]
[61074,"Pemberton Road II (McGuire-Dix-Lakehurst Base)","2017-06-30",2017,"PJM","NJ",39.979936000000002,-74.701920000000001,4.0293312784999999,"PV","c-Si",9.9936959999999999,8.8000000000000007,1.1356472727272726,"Fixed Tilt","Fixed Tilt",20,180,null,null,null,null,null,18.615583942614201,20.631266488272299,null,101.24861111482123,null,null,null,null,null,null,null,null,null,null,0.1620226234952262,0.17381434205064339,0.15954886984600097]
[60788,"Suwannee Solar Energy Facility","2017-12-12",2017,"Southeast (non-ISO)","FL",30.375741000000001,-83.170681000000002,4.7435878994999996,"PV","c-Si",14.2,8.8000000000000007,1.6136363636363635,"Fixed Tilt","Fixed Tilt",20,180,"PV+Fossil",null,null,null,null,"","",null,71.670844325710107,null,null,null,null,null,null,null,null,null,null,0.1915602947281029,0.24320257368202569,0.2352935088590826]
[60534,"Aurora West Waconia Solar","2017-06-30",2017,"MISO","MN",44.793571,-93.901351000000005,3.8274337900000002,"PV","c-Si",12.25,8.5,1.4411764705882353,"Tracking","Single Axis","Tracking",180,null,null,null,null,null,18.702301084766901,0.466229391590751,null,108.83005060793386,null,null,null,null,null,null,null,null,null,null,0.20034918076819769,0.18317217297878055,0.20817261330761816]
[60863,"Cooperative Solar One","2017-11-01",2017,"PJM","KY",38.028030999999999,-84.253561000000005,4.1031182648,"PV","c-Si",10.7,8.5,1.2588235294117647,"Fixed Tilt","Fixed Tilt",25,180,null,null,null,null,null,23.9834226598126,11.6614849242423,null,91.865967588512476,null,null,null,null,null,null,null,null,null,null,0.18515981735159817,0.19415793714746171,0.18283242258652094]
[60755,"Spartan","2017-03-28",2017,"PJM","NJ",40.044060999999999,-74.609629999999996,4.0212518265000003,"PV","c-Si",9.9979999999999993,8.3000000000000007,1.2045783132530119,"Fixed Tilt","Fixed Tilt",25,180,null,null,null,null,null,18.750647265468402,19.515874346006701,null,147.48965836116594,null,null,null,null,null,null,null,null,null,null,0.18940144138196618,0.18993783352588431,0.18707343033335525]
[61523,"Haley Solar","2017-12-30",2017,"Southeast (non-ISO)","SC",33.022691000000002,-81.292800999999997,4.6570235159999998,"PV","c-Si",11.39,8.16,1.3958333333333335,"Tracking","Single Axis","Tracking",180,null,null,null,null,null,"","",null,48.716603515982619,null,null,null,null,null,null,null,null,null,null,0.25529646790222937,0.24271980481690392,0.19862595539126393]
[61324,"Odyssey Solar (Phase 1)","2017-08-31",2017,"Southeast (non-ISO)","SC",33.790410999999999,-81.265570999999994,4.5642771689000003,"PV","c-Si",11.84,8.16,1.4509803921568627,"Tracking","Single Axis","Tracking",180,null,null,null,null,null,"","",48.359508107162696,42.927594878542052,null,null,null,null,null,null,null,null,null,null,0.25816433879487871,0.2486933700420807,0.2611700417872066]
[61054,"IMPA Anderson 2 Solar Project","2017-12-30",2017,"PJM","IN",40.138551,-85.688340999999994,3.9627662099999998,"PV","c-Si",10.199999999999999,8.1,1.2592592592592593,"Tracking","Single Axis","Tracking",180,null,null,null,null,null,24.961247410875298,11.1524623102886,null,66.986678947348025,null,null,null,null,null,null,null,null,null,null,0.19152714358193818,0.19500817407971144,0.18909240144819994]
[61559,"Woodline Solar","2017-12-30",2017,"West (non-ISO)","OR",42.238970999999999,-121.584171,4.7318499999999997,"PV","c-Si",11.162880000000001,8,1.3953600000000002,"Tracking","Single Axis","Tracking",180,null,null,null,null,null,"","",null,39.707831683805495,null,null,null,null,null,null,null,null,null,null,0.20709189497716893,0.25766267123287667,0.25461065573770486]
[60673,"Nixa Solar Farm","2017-11-14",2017,"SPP","MO",37.043903,-93.338970000000003,4.3294246574999997,"PV","c-Si",11.087999999999999,7.92,1.4,"Fixed Tilt","Fixed Tilt",25,180,null,null,null,null,null,23.786253162796299,30.703781409689299,null,83.521499550537897,null,null,null,null,null,null,null,null,null,null,0.21672201466722013,0.215496863613302]
[60527,"Aurora Lake Pulaski Solar","2017-06-30",2017,"MISO","MN",45.195580999999997,-93.812261000000007,3.7973246574999999,"PV","c-Si",10.92,7.5,1.456,"Tracking","Single Axis","Tracking",180,null,null,null,null,null,18.8929176883248,0.46920475508085302,null,106.22003366512482,null,null,null,null,null,null,null,null,null,null,0.20164383561643837,0.19251141552511414,0.21363084395871282]
[60680,"ANAD Solar Array (Army) (Anniston)","2017-07-31",2017,"Southeast (non-ISO)","AL",33.626331,-85.940360999999996,4.4620497717000003,"PV","Thin-Film",9.6999999999999993,7.4,1.3108108108108107,"Fixed Tilt","Fixed Tilt",20,180,null,null,null,null,null,22.4905492025431,5.0566196035987696,null,131.88760883822997,null,null,null,null,null,null,null,null,null,null,0.26484018264840181,0.13683203751696899,0.18222628366070986]
[61680,"MMPA Tatanka Wi Solar (Buffalo Solar Project)","2017-12-30",2017,"MISO","MN",45.210709999999999,-93.882570000000001,3.8018744292000002,"PV","c-Si",8.69,7.11,1.2222222222222221,"Tracking","Single Axis","Tracking",180,null,null,null,null,null,18.863917500975202,0.53572570679921505,null,72.392210866076951,null,null,null,null,null,null,null,null,null,null,0.1818616778734691,0.17995106255900431,0.19159627913172908]
[61388,"AEP Jacksonville Solar Project (Northwest Jacksonville Solar Partners, Nwjax)","2017-05-30",2017,"Southeast (non-ISO)","FL",30.518781000000001,-81.681741000000002,4.7381013698999999,"PV","c-Si",7.5,7.1,1.0563380281690142,"Tracking","Single Axis","Tracking",180,null,null,null,null,null,"","",61.052519690941047,78.366743736967138,null,null,null,null,null,null,null,null,null,null,0.16184320535082647,0.23413081227088564,0.22771877164627108]
[61006,"SCDA Solar 1 (Sacramento Airport PV) has North and East site","2017-12-06",2017,"CAISO","CA",38.690185999999997,-121.5865,5.0432678082000004,"PV","c-Si",7.9089999999999989,6.8000000000000007,1.1630882352941174,"Tracking","Single Axis","Tracking",180,null,null,null,null,null,23.689610718984799,4.1756844067770098,63.489127014754814,71.663180486610756,null,null,null,null,null,null,null,null,null,null,null,0.2498489121676068,0.24091262187935278]
[61325,"Hampton Solar I","2017-08-31",2017,"Southeast (non-ISO)","SC",32.878999999999998,-81.132999999999996,4.6632315067999999,"PV","c-Si",9.91,6.8,1.4573529411764707,"Tracking","Single Axis","Tracking",180,null,null,null,null,null,"","",null,58.460672998202035,null,null,null,null,null,null,null,null,null,null,0.23546199301638462,0.22070574805264573,0.2154318011357548]
[60523,"Aurora Dodge Center Solar","2017-06-30",2017,"MISO","MN",44.026231000000003,-92.881180999999998,3.8078527396999999,"PV","c-Si",9.9,6.5,1.5230769230769232,"Tracking","Single Axis","Tracking",180,null,null,null,null,null,15.0349309974997,0.48914294524734298,null,106.28277251070948,null,null,null,null,null,null,null,null,null,null,0.21956445381102921,0.19093782929399372,0.2144283312316099]
[60522,"Aurora Chisago Solar","2017-03-31",2017,"MISO","MN",45.452581000000002,-92.901579999999996,3.7746748858000001,"PV","c-Si",9.6,6.5,1.4769230769230768,"Tracking","Single Axis","Tracking",180,null,null,null,null,null,19.885253354849201,0.53493276488415997,null,118.43746124986093,null,null,null,null,null,null,null,null,null,null,0.19917456972251493,0.17316473480857042,0.19108168698332634]
[60621,"Worcester Landfill","2017-08-17",2017,"ISO-NE","MA",42.219400999999998,-71.790250999999998,3.8330018264999999,"PV","c-Si",8.1,6.5,1.2461538461538462,"Fixed Tilt","Fixed Tilt",25,180,null,null,null,null,null,20.652461800027201,10.084017347132001,null,156.95902111195952,null,null,null,null,null,null,null,null,null,null,0.14258868984896383,0.1462943449244819,9.8535799355471493E-2]
[60520,"Aurora Annandale Solar","2017-06-30",2017,"MISO","MN",45.248860999999998,-94.110791000000006,3.7939333333,"PV","c-Si",9.1199999999999992,6,1.5199999999999998,"Tracking","Single Axis","Tracking",180,null,null,null,null,null,18.836024003247601,0.52783974645601806,null,104.67957443935477,null,null,null,null,null,null,null,null,null,null,0.22363013698630138,0.20272070015220703,0.21711824529447479]
[61510,"Monroe County Sites C, D, & E","2017-12-30",2017,"NYISO","NY",43.317110999999997,-77.743640999999997,3.7028015982000002,"PV","c-Si",8.4,6,1.4000000000000001,"Fixed Tilt","Fixed Tilt",20,180,null,null,null,null,null,18.858834322798199,5.8246493840029796,null,107.96441257598349,null,null,null,null,null,null,null,null,null,null,0.16769406392694064,0.1699581430745814,0.17158090467516696]
[61755,"East Acres Solar NG","2017-04-01",2017,"ISO-NE","MA",42.488219999999998,-73.241979999999998,3.6880440639000001,"PV","c-Si",6.8,5.8,1.1724137931034482,"Fixed Tilt","Fixed Tilt",25,180,null,null,null,null,null,20.268063673108401,7.6695326313251098,null,170.92828484440884,null,null,null,null,null,null,null,null,null,null,8.2624783498661633E-2,9.0182648401826479E-2,0.10267492619810316]
[61884,"Kearney NPPD Solar Project","2017-12-11",2017,"SPP","NE",40.721688,-99.041200000000003,4.4135751142000004,"PV","c-Si",7.2467200000000007,5.76,1.2581111111111112,"Tracking","Single Axis","Tracking",180,null,null,null,null,null,20.044004968846298,31.8536735731074,null,82.268039092019421,null,null,null,null,null,null,null,null,null,null,0.2196497653475393,0.20999809741248096,0.22434650753895974]
[60524,"Aurora Eastwood Solar","2017-06-30",2017,"MISO","MN",44.154820999999998,-93.916580999999994,3.8117817351999999,"PV","c-Si",8.23,5.5,1.4963636363636363,"Tracking","Single Axis","Tracking",180,null,null,null,null,null,17.734144991547101,0.49394307992867997,null,106.58568516739173,null,null,null,null,null,null,null,null,null,null,0.21710253217102535,0.19339975093399747,0.21303195893359828]
[60533,"Aurora West Faribault Solar","2017-06-30",2017,"MISO","MN",44.274371000000002,-93.310440999999997,3.8193518265000002,"PV","c-Si",7.89,5.5,1.4345454545454546,"Tracking","Single Axis","Tracking",180,null,null,null,null,null,18.078445166168599,0.49119972933012601,null,106.09934117530766,null,null,null,null,null,null,null,null,null,null,0.19748858447488588,0.18443337484433375,0.21396340453717502]
[61327,"Barnwell Solar","2017-12-30",2017,"Southeast (non-ISO)","SC",33.237470999999999,-81.350720999999993,4.636833105,"PV","c-Si",7.6486400000000003,5.44,1.4059999999999999,"Tracking","Single Axis","Tracking",180,null,null,null,null,null,"","",null,46.342866815548184,null,null,null,null,null,null,null,null,null,null,0.24260089309696478,0.22705143701316138,0.2759236378977819]
[61409,"Highway 56 Solar (not the West Moore Sherman project coming in 2018)","2017-12-30",2017,"ERCOT","TX",33.614021000000001,-96.689910999999995,4.6742538813000003,"PV","c-Si",7.2,5.3,1.358490566037736,"Tracking","Single Axis","Tracking",181,null,null,null,null,null,24.990070518888299,0,null,89.083815788870496,null,null,null,null,null,null,null,null,null,null,0.19072542431291467,0.20793486689066953,0.18902292332542878]
[59213,"Clipperton Holdings","2017-11-30",2017,"Southeast (non-ISO)","NC",34.966943999999998,-78.354439999999997,4.4764703195999997,"PV","Thin-Film",7,5.28,1.3257575757575757,"Tracking","Single Axis","Tracking",175,null,null,null,null,null,22.9798693574411,1.8661618978947201,null,77.32083694544248]
[61513,"Marlin Solar","2017-12-30",2017,"ERCOT","TX",31.286739000000001,-96.877210000000005,4.7071079909,"PV","c-Si",7.22,5.28,1.3674242424242422,"Tracking","Single Axis","Tracking",180,null,null,null,null,null,26.7327478504194,0,null,155.90123391884308,null,null,null,null,null,null,null,null,null,null,0.20327418015774176,0.22846184447211842,0.20461617541535573]
[61117,"Bakersfield PV 1","2017-12-30",2017,"CAISO","CA",35.324981999999999,-118.9815,5.3913356164000001,"PV","c-Si",7.0333250000000005,5.25,1.3396809523809525,"Tracking","Single Axis","Tracking",180,null,null,null,null,null,19.853240449084801,4.75771177971321,null,97.813460125265323,null,null,null,null,null,null,null,null,null,null,0.23511632963687754,0.22035225048923679,0.2061106774221528]
[61514,"North Gainesville Solar","2017-12-30",2017,"ERCOT","TX",33.656072000000002,-97.148570000000007,4.7425086757999999,"PV","c-Si",6.82,5.17,1.3191489361702129,"Tracking","Single Axis","Tracking",180,null,null,null,null,null,26.711810925020099,0,null,78.330545385398139,null,null,null,null,null,null,null,null,null,null,0.20413255257324048,0.20616394195525645,0.16363055035883778]
[61614,"Cyril","2017-05-30",2017,"SPP","OK",34.898099999999999,-98.227869999999996,4.8015678081999997,"PV","c-Si",6.4,5.0010000000000003,1.279744051189762,"Tracking","Single Axis","Tracking",180,null,null,null,null,null,24.5970033663233,34.356220229197802,null,55.520250007502781]
[60253,"IMPA Anderson 1 Solar Project","2017-01-23",2017,"PJM","IN",40.052520999999999,-85.733101000000005,3.9625824200999999,"PV","c-Si",6.2,5.0010000000000003,1.239752049590082,"Fixed Tilt","Fixed Tilt",25,180,null,null,null,null,null,25.2007890715389,15.2707759855642,null,89.167410514591595]
[61410,"Whitesboro Solar","2017-12-30",2017,"ERCOT","TX",33.616526,-96.868719999999996,4.6926662099999996,"PV","c-Si",7.1397000000000004,5.0010000000000003,1.4276544691061788,"Tracking","Single Axis","Tracking",180,null,null,null,null,null,24.447766271810401,0,null,58.606383382187623]
[61411,"Whitesboro Solar II","2017-12-30",2017,"ERCOT","TX",33.624853000000002,-96.867469999999997,4.6926662099999996,"PV","c-Si",7.1397000000000004,5.0010000000000003,1.4276544691061788,"Tracking","Single Axis","Tracking",180,null,null,null,null,null,24.617370906016198,0,null,74.817308148048411]
[58659,"Aloha Solar Energy Fund 1 PK1","2017-03-31",2017,"HI","HI",21.406943999999999,-158.1514,5.2884390411000002,"PV","c-Si",6.2,5.0010000000000003,1.239752049590082,"Fixed Tilt","Fixed Tilt",15,180,null,null,null,null,null,"",""]
[60906,"Mt. Tom Solar Project Hybrid","2017-01-31",2017,"ISO-NE","MA",42.269261,-72.603010999999995,3.7949303652999999,"PV","c-Si",5.7647000000000004,5.0010000000000003,1.1527094581083783,"Fixed Tilt","Fixed Tilt",25,180,"PV+Storage","Lithium-Ion",2019,3,6,20.542672791692802,8.1720713014177306]
[61202,"Mount Signal Solar Farm 3 (MS3)","2018-11-30",2018,"CAISO","CA",32.678804999999997,-115.56721,5.8522068492999999,"PV","Thin-Film",328.9,252.3,1.3036068172810145,"Tracking","Single Axis","Tracking",180,null,null,null,null,null,19.6252190380219,3.6172422289259401,48.292314630589125,74.328951439840708,null,null,null,null,null,null,null,null,null,null,null,0.2825742891426275,0.26893607950751086]
[59940,"Great Valley Solar 1-4 (Tranquility 8)","2018-04-30",2018,"CAISO","CA",36.576661000000001,-120.390241,5.3220723744000002,"PV","c-Si",281,200,1.405,"Tracking","Single Axis","Tracking",180,null,null,null,null,null,8.2018402357686604,3.0922648058592501,41.916756392770139,56.547684041569077,null,null,null,null,null,null,null,null,null,null,null,0.31091723744292238,0.30198372040072857]
[61368,"Midway Solar - TX (McCamey, Waymark Solar)","2018-12-31",2018,"ERCOT","TX",30.995502999999999,-102.223501,5.5240006848999998,"PV","c-Si",236,182,1.2967032967032968,"Tracking","Single Axis","Tracking",191,null,null,null,null,null,17.029115808212001,0,null,45.745549048127501,null,null,null,null,null,null,null,null,null,null,null,0.20924532088915651,0.24047218719349867]
[60123,"Castle Gap Solar (Upton 2 Solar Power Plant)","2018-05-31",2018,"ERCOT","TX",31.255120999999999,-102.27157,5.5476324201000002,"PV","c-Si",234,180,1.3,"Tracking","Single Axis","Tracking",179,"PV+Storage","Lithium-ion",2019,10,42,18.906681556377801,0,null,40.202658315631318,null,null,null,null,null,null,null,null,null,null,null,0.27614028411973618,0.2671195102206031]
[60044,"Buckthorn Solar 1 (Riggins Solar)","2018-05-31",2018,"ERCOT","TX",31.077110999999999,-102.845251,5.6111963469999999,"PV","Thin-Film",202,154,1.3116883116883118,"Tracking","Single Axis","Tracking",179,null,null,null,null,null,18.680899880939702,0,34.215656101061867,45.937881805408502,null,null,null,null,null,null,null,null,null,null,null,null,0.26871318572138242]
[57340,"CED Panoche Valley Solar Project","2018-01-31",2018,"CAISO","CA",36.634821000000002,-120.885571,5.3493853881,"PV","c-Si",188,140,1.3428571428571427,"Tracking","Single Axis","Tracking",180,null,null,null,null,null,20.3371476091753,3.6992194793390101,null,75.581159349352376,null,null,null,null,null,null,null,null,null,null,null,0.31134866275277234,0.26450445615404633]
[61264,"Antelope Expansion 2","2018-12-31",2018,"CAISO","CA",34.752929999999999,-118.31789999999999,5.7811771690000002,"PV","c-Si",130,105,1.2380952380952381,"Tracking","Single Axis","Tracking",180,null,null,null,null,null,21.804514766787999,3.6374570716689401,null,47.859117737517863,null,null,null,null,null,null,null,null,null,null,null,0.25283974777125462,0.27368158556683148]
[61750,"CED Wistaria Ranch Solar","2018-12-31",2018,"CAISO","CA",32.672612999999998,-115.619901,5.6630150685,"PV","c-Si",141,100,1.41,"Tracking","Single Axis","Tracking",180,null,null,null,null,null,18.443087125922101,3.1863978208262198,45.705585928787485,66.713956618748682,null,null,null,null,null,null,null,null,null,null,null,0.33406392694063924,0.3071265938069217]
[61262,"Stuttgart Solar Energy Center","2018-01-31",2018,"MISO","AR",34.439670999999997,-91.440330000000003,4.5237981735000004,"PV","c-Si",81,81,1,"Fixed Tilt","Fixed Tilt",14,180,null,null,null,null,null,22.079108839971301,0.55830524839567497,47.40774316126852,45.694473643168926,null,null,null,null,null,null,null,null,null,null,null,0.22875725801905405,0.22233747104724641]
[61369,"Sweetwater Solar (Green River Project)","2018-12-31",2018,"West (non-ISO)","WY",41.626831000000003,-109.682441,4.7043716895000003,"PV","c-Si",97.935000000000002,80,1.2241875,"Tracking","Single Axis","Tracking",180,null,null,null,null,null,20.534595723862999,17.129991432765301,null,51.194029300342542,null,null,null,null,null,null,null,null,null,null,null,0.25704623287671235,0.23531989981785065]
[62340,"Aulander Holloman Solar","2018-12-31",2018,"PJM","NC",36.247610000000002,-77.070189999999997,4.3798178082000003,"PV","c-Si",125,80,1.5625,"Tracking","Single Axis","Tracking",180,null,null,null,null,null,22.529118924234599,10.2899365552445,null,88.023972710091016,null,null,null,null,null,null,null,null,null,null,null,null,0.25501764571948998]
[59851,"Great Bay Solar 1 (Great Bay Energy Center)","2018-03-31",2018,"PJM","MD",38.170411000000001,-75.693209999999993,4.2792038813,"PV","c-Si",99,75,1.32,"Fixed Tilt","Fixed Tilt",25,180,null,null,null,null,null,25.019901062967399,18.1656975086761,null,80.469020218957638,null,null,null,null,null,null,null,null,null,null,null,0.20425114155251142,0.19848360655737704]
[61807,"Hamilton Solar Power Plant","2018-12-31",2018,"Southeast (non-ISO)","FL",30.446380000000001,-83.190939999999998,4.7425538813000001,"PV","c-Si",110.8,74.900000000000006,1.4793057409879837,"Tracking","Single Axis","Tracking",180,null,null,null,null,null,"","",null,47.717167607655654,null,null,null,null,null,null,null,null,null,null,null,0.27530619212222074,0.26721116923353783]
[60030,"Pecan Solar (Bethel Church Road Solar Power Plant)","2018-12-31",2018,"PJM","NC",36.487350999999997,-77.484560999999999,4.3983844749000003,"PV","Thin-Film",111.26,74.900000000000006,1.4854472630173565,"Tracking","Single Axis","Tracking",181,null,null,null,null,null,21.749308633812301,10.151626531533401,null,60.342477303491094,null,null,null,null,null,null,null,null,null,null,null,0.21714950222823731,0.24027786897405401]
[60825,"ColGreen North Shore Solar Farm","2018-12-31",2018,"West (non-ISO)","CA",33.546129999999998,-115.97861,5.8636098174000004,"PV","c-Si",96.75,74.8,1.2934491978609626,"Tracking","Single Axis","Tracking",180,null,null,null,null,null,"","",null,54.756686953471601,null,null,null,null,null,null,null,null,null,null,null,0.28643811198202829,0.27520412660841792]
[61610,"NC 102 Project (Mc Bride Place Energy NC)","2018-09-30",2018,"Southeast (non-ISO)","NC",35.292641000000003,-80.497579999999999,4.5066198630000001,"PV","c-Si",102,74.8,1.3636363636363638,"Fixed Tilt","Fixed Tilt",20,179,null,null,null,null,null,23.145816733126701,3.7861680728087301,null,71.059513316616076,null,null,null,null,null,null,null,null,null,null,null,0.19701548116133136,0.21388852361610322]
[61052,"FPL Loggerhead Solar Energy Center","2018-03-31",2018,"Southeast (non-ISO)","FL",27.222640999999999,-80.542730000000006,4.9357730593999998,"PV","c-Si",113.24,74.5,1.52,"Fixed Tilt","Fixed Tilt",20,196,null,null,null,null,null,21.034229218939402,28.7820282872257,null,43.747747659189542,null,null,null,null,null,null,null,null,null,null,null,0.23831172811130519,0.24178035720834709]
[61051,"FPL Barefoot Bay Solar Energy Center","2018-03-31",2018,"Southeast (non-ISO)","FL",27.871611000000001,-80.525810000000007,4.9433614155000001,"PV","c-Si",113.24,74.5,1.52,"Fixed Tilt","Fixed Tilt",20,196,null,null,null,null,null,20.947400712263999,30.354607456052399,null,43.212792242573421,null,null,null,null,null,null,null,null,null,null,null,0.24896111060034937,0.24550433368785224]
[61024,"FPL Hammock Solar Energy Center","2018-03-31",2018,"Southeast (non-ISO)","FL",26.689171000000002,-81.316270000000003,5.0488417808000001,"PV","c-Si",113.24,74.5,1.52,"Fixed Tilt","Fixed Tilt",20,195,null,null,null,null,null,20.9767857509264,26.730303524446001,null,43.824383926935177,null,null,null,null,null,null,null,null,null,null,null,0.24064999540314425,0.24391663916089046]
[61029,"FPL Blue Cypress Solar Energy Center","2018-03-31",2018,"Southeast (non-ISO)","FL",27.599070999999999,-80.533439999999999,4.9180618721,"PV","c-Si",113.24,74.5,1.52,"Fixed Tilt","Fixed Tilt",20,195,null,null,null,null,null,20.976191551980602,28.616981088177301,null,44.114025295777118,null,null,null,null,null,null,null,null,null,null,null,0.23418681621770709,0.24065873277832789]
[61020,"FPL Indian River Solar Energy Center","2018-01-31",2018,"Southeast (non-ISO)","FL",27.571560999999999,-80.569879999999998,4.9180618721,"PV","c-Si",113.24,74.5,1.52,"Fixed Tilt","Fixed Tilt",20,195,null,null,null,null,null,20.982539101383502,29.0473726615656,null,43.409826375560556,null,null,null,null,null,null,null,null,null,null,null,0.2415387208482731,0.24094295913252894]
[61050,"FPL Wildflower Solar Energy Center","2018-01-31",2018,"Southeast (non-ISO)","FL",27.312961000000001,-81.781319999999994,5.0543945204999998,"PV","c-Si",113.24,74.5,1.52,"Fixed Tilt","Fixed Tilt",20,195,null,null,null,null,null,20.935696743200499,29.305887483712301,null,43.5215647907308,null,null,null,null,null,null,null,null,null,null,null,0.24911280684012135,0.24192858278016161]
[61021,"FPL Horizon Solar Energy Center","2018-01-31",2018,"Southeast (non-ISO)","FL",29.665555999999999,-82.058329999999998,4.7993897260000002,"PV","c-Si",113.24,74.5,1.52,"Fixed Tilt","Fixed Tilt",20,195,null,null,null,null,null,20.650893322372401,26.5721466898286,null,45.699322360960963,null,null,null,null,null,null,null,null,null,null,null,0.23916214642517852,0.23067413601300718]
[61022,"FPL Coral Farms Solar Energy Center","2018-01-31",2018,"Southeast (non-ISO)","FL",29.758241000000002,-81.895570000000006,4.7658639268999998,"PV","c-Si",113.24,74.5,1.52,"Fixed Tilt","Fixed Tilt",20,195,null,null,null,null,null,20.659864888036399,25.9318581141587,null,46.07132350479867,null,null,null,null,null,null,null,null,null,null,null,0.23712727161288347,0.22840796567279129]
[61654,"Balm Solar","2018-09-30",2018,"Southeast (non-ISO)","FL",27.768889999999999,-82.235280000000003,5.0073136986,"PV","Thin-Film",87.9,74.400000000000006,1.1814516129032258,"Tracking","Single Axis","Tracking",180,null,null,null,null,null,"","",null,48.872592660404123,null,null,null,null,null,null,null,null,null,null,null,0.20851592036136885,0.22878382249250834]
[61665,"Payne Creek Solar","2018-09-30",2018,"Southeast (non-ISO)","FL",27.664583,-81.964219999999997,4.9940728310000004,"PV","Thin-Film",84.9,70.3,1.2076813655761025,"Tracking","Single Axis","Tracking",180,null,null,null,null,null,"","",null,47.923088798368902,null,null,null,null,null,null,null,null,null,null,null,0.20365589093058459,0.22913929891928173]
[60560,"Millington Solar Farm (NSA Mid-South Solar)","2018-12-31",2018,"Southeast (non-ISO)","TN",35.351533000000003,-89.854731000000001,4.4360493151,"PV","Thin-Film",68,53,1.2830188679245282,"Tracking","Single Axis","Tracking",178,null,null,null,null,null,23.3770936549077,5.6752826618311003,null,70.624108607588866,null,null,null,null,null,null,null,null,null,null,null,0.22501524941845438,0.22696540880503141]
[61693,"Buckleberry Solar","2018-11-30",2018,"Southeast (non-ISO)","NC",35.380682999999998,-77.405990000000003,4.4311502282999999,"PV","c-Si",75.031700000000001,52.1,1.440147792706334,"Fixed Tilt","Fixed Tilt",20,181,null,null,null,null,null,23.249778504021101,2.9205817898782098,null,55.360040103279651,null,null,null,null,null,null,null,null,null,null,null,0.23259934355252895,0.21503501393215374]
[61988,"Citrus Ridge Solar (Disney, FL Solar 5)","2018-12-31",2018,"Southeast (non-ISO)","FL",28.400780999999998,-81.616320999999999,4.9055815067999999,"PV","Thin-Film",62.75,52,1.2067307692307692,"Tracking","Single Axis","Tracking",180,null,null,null,null,null,"","",34.794246771244183,42.93462012554636,null,null,null,null,null,null,null,null,null,null,null,0.2150180014049877,0.22162454462659381]
[60623,"Brantley Farm Solar","2018-10-31",2018,"Southeast (non-ISO)","NC",35.894651000000003,-78.149389999999997,4.456380137,"PV","Thin-Film",71.400499999999994,50.2,1.422320717131474,"Fixed Tilt","Fixed Tilt",20,180,null,null,null,null,null,23.247048823544102,4.1491002498051097,null,61.76951898666762,null,null,null,null,null,null,null,null,null,null,null,0.23404973712456104,0.22576588001364303]
[60624,"Fox Creek Solar Farm","2018-11-30",2018,"Southeast (non-ISO)","NC",36.12744,-78.279409999999999,4.4255710046000001,"PV","c-Si",65.502600000000001,50.2,1.304832669322709,"Fixed Tilt","Fixed Tilt",20,180,null,null,null,null,null,23.2689483569456,4.0139148066250101,null,60.823199029175441,null,null,null,null,null,null,null,null,null,null,null,0.2101694591497025,0.20702935072097764]
[60336,"Midway Solar Farm I  (83WI 8ME)","2018-01-31",2018,"West (non-ISO)","CA",33.173369999999998,-115.54901,5.9063401826000002,"PV","Thin-Film",66,50,1.32,"Tracking","Single Axis","Tracking",180,null,null,null,null,null,"","",null,67.83050208141178,null,null,null,null,null,null,null,null,null,null,null,0.29685616438356166,0.24053051001821493]
[61811,"Titan Solar (NER Deer Trail Titan Solar Energy Center, NOT Hunter Solar)","2018-12-31",2018,"West (non-ISO)","CO",39.686461000000001,-104.01400099999999,4.8979700913000004,"PV","c-Si",67.599999999999994,50,1.3519999999999999,"Tracking","Single Axis","Tracking",181,null,null,null,null,null,19.156730183581001,24.098026404812501,29.778494773970234,51.335725433435321,null,null,null,null,null,null,null,null,null,null,null,0.2366187214611872,0.23227459016393442]
[59669,"Innovative Solar 54","2018-12-31",2018,"Southeast (non-ISO)","NC",35.213697000000003,-77.712411000000003,4.4373002282999998,"PV","c-Si",73.664639999999991,50,1.4732927999999998,"Fixed Tilt","Fixed Tilt",20,181,null,null,null,null,null,23.270791337399199,3.7564615360657898,null,64.219818581850504,null,null,null,null,null,null,null,null,null,null,null,0.22775625570776253,0.21894581056466303]
[61697,"Project Ivory Solar (Lamesa Solar B/II)","2018-11-30",2018,"ERCOT","TX",32.713326000000002,-101.8852,5.4146079908999996,"PV","c-Si",66,50,1.32,"Tracking","Single Axis","Tracking",180,null,null,null,null,null,23.334924372039499,0,null,40.881046932825932,null,null,null,null,null,null,null,null,null,null,null,0.2739840182648402,0.29788023679417119]
[61272,"Gray Hawk Solar","2018-06-30",2018,"West (non-ISO)","AZ",35.346341000000002,-113.91423,5.7033742008999999,"PV","c-Si",64.5,46,1.4021739130434783,"Tracking","Single Axis","Tracking",180,null,null,null,null,null,"","",49.033058139570798,37.810797238373297,null,null,null,null,null,null,null,null,null,null,null,0.34728757196744092,0.36496198622000475]
[61976,"Peony Solar","2018-12-31",2018,"Southeast (non-ISO)","SC",33.503129999999999,-81.253290000000007,4.6094815067999999,"PV","c-Si",57,39,1.4615384615384615,"Tracking","Single Axis","Tracking",185,null,null,null,null,null,"","",null,79.397672190035664,null,null,null,null,null,null,null,null,null,null,null,0.13161807750848847,0.18212332445939003]
[59678,"Innovative Solar 67","2018-12-31",2018,"Southeast (non-ISO)","NC",34.618369999999999,-78.00658,4.4725260273999998,"PV","c-Si",48.652799999999999,33.299999999999997,1.4610450450450452,"Tracking","Single Axis","Tracking",181,null,null,null,null,null,22.990124806933,4.3089911565702801,null,67.896569976409324,null,null,null,null,null,null,null,null,null,null,null,0.25133623349376782,0.22289023996674273]
[59876,"Marine Corps Logistics Base Solar (MCLB Albany)","2018-02-28",2018,"Southeast (non-ISO)","GA",31.559350999999999,-84.08502,4.7382726027000004,"PV","c-Si",44,31.16,1.4120667522464698,"Fixed Tilt","Fixed Tilt",18,185,null,null,null,null,null,22.262565355630201,5.3957539148222597,null,82.430592192248724,null,null,null,null,null,null,null,null,null,null,null,0.21470419282419215,0.20359180889047893]
[60789,"Bluebell Solar I (Capricorn Ridge Solar)","2018-11-30",2018,"ERCOT","TX",31.86965,-100.82754,5.2773100457000002,"PV","c-Si",45.4,30,1.5133333333333332,"Tracking","Single Axis","Tracking",180,"Wind+PV",null,null,null,null,22.713420209998102,0,null,44.135493671425728,null,null,null,null,null,null,null,null,null,null,null,0.29209284627092846,0.29242182756527019]
[60045,"Shoreham Solar Commons (Tallgrass Solar)","2018-07-30",2018,"NYISO","NY",40.936551000000001,-72.889150000000001,3.9449787670999998,"PV","c-Si",32,24.9,1.285140562248996,"Fixed Tilt","Fixed Tilt",25,180,null,null,null,null,null,31.921046135197599,9.0961504427450901,148.59216507300721,92.185866799469494,null,null,null,null,null,null,null,null,null,null,null,0.21346115053822606,0.23337887067395266]
[61445,"RE Gaskell West 1","2018-03-31",2018,"CAISO","CA",34.834851,-118.55647,5.7571095889999997,"PV","c-Si",28,20,1.4,"Tracking","Single Axis","Tracking",180,null,null,null,null,null,21.391151567358602,3.2710822192173299,null,69.919798077321474,null,null,null,null,null,null,null,null,null,null,null,0.29962328767123292,0.30374544626593808]
[61678,"Pinal Central Solar Energy Center","2018-04-30",2018,"West (non-ISO)","AZ",32.875697000000002,-111.55110999999999,5.7683394977000004,"PV","Thin-Film",30.9,20,1.5449999999999999,"Tracking","Single Axis","Tracking",180,"PV+Storage","Lithium-ion",2018,10,40,"","",null,73.922621552151185,null,null,null,null,null,null,null,null,null,null,null,0.3545091324200913,0.34774590163934427]
[60315,"Midway Solar Farm III (Greenbacker, 97WI)","2018-09-30",2018,"West (non-ISO)","CA",33.158749999999998,-115.54025,5.9063401826000002,"PV","Thin-Film",26,20,1.3,"Tracking","Single Axis","Tracking",180,null,null,null,null,null,"","",null,63.988971819979504,null,null,null,null,null,null,null,null,null,null,null,0.23057077625570777,0.25080828779599273]
[61809,"Stillwater Solar PV II- Geothermal, CSP (Wynn Solar Facility)","2018-06-30",2018,"West (non-ISO)","NV",39.542040999999998,-118.56010999999999,5.2686705479000002,"PV","c-Si",27.1,20,1.355,"Fixed Tilt","Fixed Tilt",30,180,"PV+Geothermal+CSP",null,null,null,null,28.723148518236801,7.94038692022907,null,74.077476619305472]
[61736,"Woods Hill Solar","2018-12-31",2018,"ISO-NE","CT",41.831840999999997,-71.919871000000001,3.8417150685000001,"PV","c-Si",24.58,20,1.2289999999999999,"Fixed Tilt","Fixed Tilt",25,181,null,null,null,null,null,20.185801825272002,8.0025965399363699,null,94.350543232351626,null,null,null,null,null,null,null,null,null,null,null,0.1354623287671233,0.17999772313296902]
[58876,"Fusion Solar Center","2018-03-31",2018,"ISO-NE","CT",41.643270999999999,-72.048760000000001,3.8702319635000002,"PV","c-Si",31.8,20,1.59,"Fixed Tilt","Fixed Tilt",25,180,null,null,null,null,null,20.500674591185199,7.0659067952070798,100.71927867926507,87.267104548210582,null,null,null,null,null,null,null,null,null,null,null,0.22655821917808219,0.22425432604735884]
[61068,"AES Lawai Solar and Energy Storage Project","2018-12-31",2018,"HI","HI",21.908231000000001,-159.49201099999999,4.7876168950000002,"PV","c-Si",28.187999999999999,20,1.4094,"Tracking","Single Axis","Tracking",180,"PV+Storage","Lithium-ion",2018,20,100,"","",null,null,null,null,null,null,null,null,null,null,null,null,null,0.21404680365296805,0.22160746812386156]
[64093,"Montross Solar Facility","2018-12-31",2018,"PJM","VA",38.074387000000002,-76.787538999999995,4.2369374429000004,"PV","c-Si",28,20,1.4,"Tracking","Single Axis","Tracking",180,null,null,null,null,null,38.691176512172603,10.270244080654001,null,56.766611359955249,null,null,null,null,null,null,null,null,null,null,null,null,0.22410632969034608]
[61959,"Coolidge Solar 1 (Coolidge Solar Ranger)","2018-12-31",2018,"ISO-NE","VT",43.424816999999997,-72.665340999999998,3.7222173515999999,"PV","c-Si",25.574000000000002,19.59,1.3054619703930577,"Fixed Tilt","Fixed Tilt",25,180,null,null,null,null,null,20.817210025808102,8.0913721456841401,89.379340720694074,83.710976914829047,null,null,null,null,null,null,null,null,null,null,null,0.15411832987196428,0.17060231094448955]
[61933,"Adams Nielson Solar","2018-11-30",2018,"West (non-ISO)","WA",46.955280999999999,-118.62121,4.2167111871999996,"PV","c-Si",28,19.2,1.4583333333333335,"Tracking","Single Axis","Tracking",180,null,null,null,null,null,"","",null,103.64069001690254,null,null,null,null,null,null,null,null,null,null,null,0.25767575152207012,0.26909722222222227]
[60678,"San Joaquin Solar (Summer Wheat Solar Farm, SJ1A)","2018-10-31",2018,"CAISO","CA",36.527211000000001,-120.14921099999999,5.2963639268999998,"PV","Thin-Film",23.4252,18.5,1.2662270270270271,"Tracking","Single Axis","Tracking",179,null,null,null,null,null,18.240238009610199,3.8079381647842099,50.756371673595154,80.825669744821582,null,null,null,null,null,null,null,null,null,null,null,0.22432083390987489,0.23609846184982791]
[61023,"UVA Hollyfield Solar Project","2018-09-30",2018,"PJM","VA",37.669961000000001,-77.169989999999999,4.2781465753000001,"PV","c-Si",21.1,17,1.2411764705882353,"Tracking","Single Axis","Tracking",181,null,null,null,null,null,22.9630277542282,8.7244797286340496,null,67.784088711878226,null,null,null,null,null,null,null,null,null,null,null,0.21541767391888261,0.2198382085074467]
[61924,"Cumberland Solar Project","2018-12-31",2018,"Southeast (non-ISO)","AL",34.949739999999998,-86.868049999999997,4.3793009131999998,"PV","Thin-Film",20,15.9,1.2578616352201257,"Tracking","Single Axis","Tracking",180,null,null,null,null,null,22.937318334729301,4.4891592920449899,null,95.591275516104261,null,null,null,null,null,null,null,null,null,null,null,0.19445162401998795,0.20943596705273171]
[61955,"Delta Solar Power II (DSP-II A+B, Delta Solar Power Project)","2018-07-30",2018,"MISO","MI",42.707011000000001,-84.698989999999995,3.7873417807999998,"PV","c-Si",19.399999999999999,15.9,1.220125786163522,"Tracking","Single Axis","Tracking",180,null,null,null,null,null,27.414237362492599,19.698571007739101,null,63.760778124768585,null,null,null,null,null,null,null,null,null,null,null,0.17736423422647254,0.19893230688157998]
[62140,"UVA Puller Solar Facility","2018-10-31",2018,"PJM","VA",37.569661000000004,-76.473169999999996,4.3045294520999997,"PV","c-Si",19.7,15,1.3133333333333332,"Tracking","Single Axis","Tracking",181,null,null,null,null,null,22.909262068943399,8.7907867139291103,null,74.228372416859585,null,null,null,null,null,null,null,null,null,null,null,0.22041095890410961,0.21757741347905282]
[61412,"Latitude Solar Center","2018-12-31",2018,"Southeast (non-ISO)","TN",35.306387000000001,-89.167541,4.3936317351999996,"PV","Thin-Film",19.995000000000001,15,1.333,"Tracking","Single Axis","Tracking",178,null,null,null,null,null,23.352911471527801,5.0099405769323102,null,69.433474293581142,null,null,null,null,null,null,null,null,null,null,null,0.23913242009132418,0.22934881602914389]
[60681,"Annapolis Solar Park (Landfill)","2018-08-31",2018,"PJM","MD",38.992144000000003,-76.573769999999996,4.1513947488999996,"PV","c-Si",18,12,1.5,"Fixed Tilt","Fixed Tilt",12,180,null,null,null,null,null,26.183629209357999,10.2735686247521,82.810125854171091,118.82825001393952,null,null,null,null,null,null,null,null,null,null,null,0.2149923896499239,0.20996508803885849]
[61530,"Gaston Solar I","2018-03-31",2018,"Southeast (non-ISO)","SC",33.774656999999998,-81.110550000000003,4.5892011416000003,"PV","c-Si",14.795,10.199999999999999,1.4504901960784315,"Tracking","Single Axis","Tracking",180,null,null,null,null,null,"","",null,57.016860824947173,null,null,null,null,null,null,null,null,null,null,null,0.23311173784582334,0.23159309261045047]
[61759,"Covington Solar Farm","2018-02-28",2018,"SPP","OK",36.315660999999999,-97.581829999999997,4.6752913241999998,"PV","c-Si",13.2,10,1.3199999999999998,"Tracking","Single Axis","Tracking",180,null,null,null,null,null,22.015878042072298,31.636832044493101,null,56.805755897161205,null,null,null,null,null,null,null,null,null,null,null,0.24933789954337904,0.23582650273224043]
[61557,"Facebook 2 Solar Energy Center (Los Lunas 2)","2018-02-28",2018,"West (non-ISO)","NM",35.079140000000002,-106.86517000000001,5.6324237442999996,"PV","c-Si",12.497549999999999,10,1.2497549999999999,"Tracking","Single Axis","Tracking",180,null,null,null,null,null,24.081910863101299,20.037209515894698,null,41.723831110617944,null,null,null,null,null,null,null,null,null,null,null,0.27603881278538811,0.29480874316939887]
[61558,"Facebook 3 Solar Energy Center (Los Lunas 3)","2018-04-30",2018,"West (non-ISO)","NM",35.075420000000001,-106.86481000000001,5.6324237442999996,"PV","c-Si",12.497549999999999,10,1.2497549999999999,"Tracking","Single Axis","Tracking",180,null,null,null,null,null,24.082398293464099,20.877258993552498,null,41.792288865162035,null,null,null,null,null,null,null,null,null,null,null,0.28138127853881278,0.2999203096539162]
[61424,"OR Solar 8 (Dairy Solar Facility)","2018-03-31",2018,"West (non-ISO)","OR",42.238888000000003,-121.58581,4.7318499999999997,"PV","c-Si",14,10,1.4,"Tracking","Single Axis","Tracking",180,null,null,null,null,null,"","",null,50.584256569066909,null,null,null,null,null,null,null,null,null,null,null,0.28166666666666668,0.30553278688524588]
[61345,"Wy'East Solar","2018-08-31",2018,"West (non-ISO)","OR",45.587121000000003,-120.59587000000001,4.3809883561999996,"PV","c-Si",12.5,10,1.25,"Tracking","Single Axis","Tracking",180,null,null,null,null,null,"","",null,59.498875581948248,null,null,null,null,null,null,null,null,null,null,null,0.21490867579908679,0.24781420765027326]
[61599,"New Road Solar","2018-06-30",2018,"PJM","NJ",40.403238000000002,-74.567790000000002,3.9853575341999998,"PV","c-Si",13.0046,10,1.3004599999999999,"Fixed Tilt","Fixed Tilt",20,180,null,null,null,null,null,19.383551473254101,20.095832187104001,null,105.08705595216543,null,null,null,null,null,null,null,null,null,null,null,0.19100456621004569,0.17965619307832423]
[61496,"Adams Solar Center","2018-07-30",2018,"West (non-ISO)","OR",44.673951000000002,-121.12296000000001,4.4257554795000003,"PV","c-Si",13,10,1.3,"Tracking","Single Axis","Tracking",180,null,null,null,null,null,"","",null,54.526985028175524,null,null,null,null,null,null,null,null,null,null,null,0.23726027397260274,0.26705373406193084]
[61497,"Elbe Solar Center","2018-08-31",2018,"West (non-ISO)","OR",44.619211,-121.20626,4.4034198629999999,"PV","c-Si",13,10,1.3,"Tracking","Single Axis","Tracking",180,null,null,null,null,null,"","",null,60.334440640488189,null,null,null,null,null,null,null,null,null,null,null,0.23680365296803654,0.26107695810564663]
[61281,"Bear Creek Solar Center","2018-09-30",2018,"West (non-ISO)","OR",44.060814000000001,-121.23721,4.5099561644000001,"PV","c-Si",13,10,1.3,"Tracking","Single Axis","Tracking",180,null,null,null,null,null,"","",null,65.155213879948832,null,null,null,null,null,null,null,null,null,null,null,0.25876712328767121,0.26873861566484514]
[61871,"Sterling Solar (TX)","2018-11-30",2018,"ERCOT","TX",33.166173000000001,-96.172619999999995,4.6250111872000002,"PV","Thin-Film",14.263199999999999,10,1.42632,"Tracking","Single Axis","Tracking",181,null,null,null,null,null,26.059345142997,0,null,65.728162127184163,null,null,null,null,null,null,null,null,null,null,null,0.18146118721461188,0.20039845173041898]
[61874,"Eddy Solar II","2018-11-30",2018,"ERCOT","TX",31.291150999999999,-97.260739999999998,4.7373984018000002,"PV","Thin-Film",14.256,10,1.4256,"Tracking","Single Axis","Tracking",181,null,null,null,null,null,26.4865753152834,0,null,61.913271262705933,null,null,null,null,null,null,null,null,null,null,null,0.20917808219178083,0.23071493624772313]
[61868,"Bronson Solar","2018-12-31",2018,"ERCOT","TX",29.537482000000001,-95.969549999999998,4.6456310501999996,"PV","Thin-Film",14.256,10,1.4256,"Tracking","Single Axis","Tracking",182,null,null,null,null,null,26.492548622577001,0,null,61.094530544778934,null,null,null,null,null,null,null,null,null,null,null,0.1742579908675799,0.21993397085610197]
[61867,"Bovine Solar (Green Mountain Energy Gable Solar Park)","2018-12-31",2018,"ERCOT","TX",29.633690999999999,-96.078781000000006,4.6411376712000001,"PV","c-Si",14.259,10,1.4258999999999999,"Tracking","Single Axis","Tracking",180,null,null,null,null,null,28.096776104094602,0,null,55.021837598464145,null,null,null,null,null,null,null,null,null,null,null,null,0.21862477231329691]
[61810,"Chisum Solar","2018-12-31",2018,"ERCOT","TX",33.632911,-95.390710999999996,4.5603273973,"PV","Thin-Film",14.256,10,1.4256,"Tracking","Single Axis","Tracking",182,null,null,null,null,null,25.844705308789699,0,null,75.547933786300149,null,null,null,null,null,null,null,null,null,null,null,0.18110730593607305,0.17528460837887067]
[62713,"DSM Nutritional Products Solar","2018-12-31",2018,"PJM","NJ",40.836806000000003,-75.065470000000005,3.9039586758000002,"PV","c-Si",14,10,1.4,"Fixed Tilt","Fixed Tilt",10,180,null,null,null,null,null,19.087800852439599,15.749756939396301,null,118.47129758060854,null,null,null,null,null,null,null,null,null,null,null,0.13004566210045665,0.18134107468123858]
[61631,"Chiloquin Solar Park","2018-01-31",2018,"West (non-ISO)","OR",42.610731999999999,-121.86121,4.7181614155,"PV","c-Si",14,9.9,1.4141414141414141,"Fixed Tilt","Fixed Tilt",28,180,null,null,null,null,null,"","",null,57.842466354464506,null,null,null,null,null,null,null,null,null,null,null,0.22421705640883716,0.23741513495611846]
[61600,"Old Bridge Solar Farm","2018-08-31",2018,"PJM","NJ",40.444372000000001,-74.243380000000002,3.9527027396999999,"PV","c-Si",10.69,8.8000000000000007,1.2147727272727271,"Fixed Tilt","Fixed Tilt",12,180,null,null,null,null,null,20.191468450425599,19.4076699985396,null,105.58180503422193,null,null,null,null,null,null,null,null,null,null,null,0.17949616023246157,0.1700146961417453]
[61965,"Quakertown Solar Project (Quakertown Farms)","2018-10-31",2018,"PJM","NJ",40.522818000000001,-74.94417,3.9635219178000001,"PV","c-Si",9.9969999999999999,8.8000000000000007,1.1360227272727272,"Fixed Tilt","Fixed Tilt",20,180,null,null,null,null,null,18.812519705002199,20.2608663044285,null,97.567304841251556,null,null,null,null,null,null,null,null,null,null,null,0.17456672893316727,0.16428371833084945]
[61601,"Raritan Solar Project","2018-05-31",2018,"PJM","NJ",40.453864000000003,-74.863029999999995,3.9719244292,"PV","c-Si",9.99,8.4,1.1892857142857143,"Fixed Tilt","Fixed Tilt",25,180,null,null,null,null,null,18.8263671843279,19.829475729416,null,112.96383828093612,null,null,null,null,null,null,null,null,null,null,null,0.1663133289845618,0.16133229247983341]
[61588,"Independence II Solar Farm (IPL2, Bundschu) ","2018-06-30",2018,"SPP","MO",39.118091,-94.289739999999995,4.2353212328999996,"PV","c-Si",10.87,8.4,1.2940476190476189,"Fixed Tilt","Fixed Tilt",25,180,null,null,null,null,null,27.7671228020501,34.008255799297501,null,61.191585535701769,null,null,null,null,null,null,null,null,null,null,null,0.19884757555990426,0.19929362910920281]
[61954,"Delta Solar Power I (DSP-I, Delta Solar Power Project)","2018-06-30",2018,"MISO","MI",42.707121000000001,-84.70008,3.7894780822,"PV","c-Si",9.9,8.1,1.2222222222222223,"Tracking","Single Axis","Tracking",180,null,null,null,null,null,27.414097272160401,19.730849143858801,null,61.001249473956456,null,null,null,null,null,null,null,null,null,null,null,0.18129545070184347,0.20282387730778753]
[61433,"SCE&G Nimitz Community Solar","2018-06-30",2018,"Southeast (non-ISO)","SC",32.498320999999997,-80.962149999999994,4.6799404109999996,"PV","Thin-Film",10.62,8,1.3274999999999999,"Tracking","Single Axis","Tracking",180,null,null,null,null,null,"","",null,46.516125369116125,null,null,null,null,null,null,null,null,null,null,null,0.22547089041095891,0.23076047358834245]
[62272,"Bly Solar Center","2018-12-31",2018,"West (non-ISO)","OR",42.379530000000003,-121.02187000000001,4.6815878995000002,"PV","c-Si",11.1,8,1.3875,"Tracking","Single Axis","Tracking",180,null,null,null,null,null,"","",null,78.186076365184448,null,null,null,null,null,null,null,null,null,null,null,0.25786244292237442,0.29303278688524587]
[61423,"OR Solar 5 (Merrill Solar Facility)","2018-01-31",2018,"West (non-ISO)","OR",42.175491000000001,-121.69283,4.7714815067999998,"PV","c-Si",10.3,8,1.2875000000000001,"Tracking","Single Axis","Tracking",180,null,null,null,null,null,"","",null,51.887571130626618,null,null,null,null,null,null,null,null,null,null,null,0.27915239726027402,0.28149191712204014]
[62406,"City of Gallup Solar","2018-05-31",2018,"West (non-ISO)","NM",35.524940999999998,-108.769621,5.4255367579999998,"PV","c-Si",9.8000000000000007,8,1.2250000000000001,"Tracking","Single Axis",null,180,null,null,null,null,null,26.403873512764001,17.593686980006002,41.030388206814315,52.196040497772344,null,null,null,null,null,null,null,null,null,null,null,0.24774543378995434]
[64102,"GE 19th Hole","2018-01-31",2018,"NYISO","NY",42.986024,-74.310604999999995,3.7367495434000002,"PV","c-Si",10.4,7.7,1.3506493506493507,"Tracking","Single Axis",25,180,null,null,null,null,null,21.275281757533701,4.8073395815629203,null,null,null,null,null,null,null,null,null,null,null,null,null,null,0.18259290800274408]
[61907,"Springfield Solar Project (near McGuir-Dix-Lakehurst Base)","2018-10-31",2018,"PJM","NJ",40.032086999999997,-74.647390000000001,4.0212518265000003,"PV","c-Si",9.1999999999999993,7.5,1.2266666666666666,"Fixed Tilt","Fixed Tilt",25,180,null,null,null,null,null,18.683492168592601,17.1007126957977,null,148.08993665363627,null,null,null,null,null,null,null,null,null,null,null,0.13681887366818873,0.17006678809957501]
[61729,"IMPA Richmond 2 Solar Project","2018-12-31",2018,"PJM","IN",39.837541000000002,-84.819271000000001,3.9729876711999998,"PV","c-Si",9.7498799999999992,7.5,1.2999839999999998,"Tracking","Single Axis","Tracking",180,null,null,null,null,null,23.688980306001401,11.26769330116,null,62.862198464268523,null,null,null,null,null,null,null,null,null,null,null,0.20170471841704721,0.20157862780813601]
[61961,"Gaston Solar II","2018-12-31",2018,"Southeast (non-ISO)","SC",33.778377999999996,-81.110251000000005,4.5892011416000003,"PV","Thin-Film",10.47,7.48,1.3997326203208555,"Tracking","Single Axis","Tracking",180,null,null,null,null,null,"","",null,76.781579373782861,null,null,null,null,null,null,null,null,null,null,null,0.18129013747466599,0.21840268645958125]
[61879,"Bartow Solar Energy","2018-03-31",2018,"Southeast (non-ISO)","FL",27.925633999999999,-81.777576999999994,4.9707746574999998,"PV","c-Si",9.3000000000000007,7.26,1.2809917355371903,"Fixed Tilt","Fixed Tilt",15,180,null,null,null,null,null,"","",51.827858787554909,57.610792986456133,null,null,null,null,null,null,null,null,null,null,null,0.19714580424418529,0.20785036153888617]
[62062,"Athens MN CONX (Ventyx: Connexus Energy (Athens))","2018-12-31",2018,"MISO","MN",45.459021,-93.265705999999994,3.7962504566000002,"PV","c-Si",8.84,6.625,1.3343396226415094,"Fixed Tilt","Fixed Tilt",25,180,"PV+Storage","Lithium-ion",2018,9,18,20.8051443559246,0.629454030236962,null,62.160096716877355,null,null,null,null,null,null,null,null,null,null,null,0.15847333505643146,0.18247585661752067]
[61434,"SCE&G Springfield Community Solar","2018-06-30",2018,"Southeast (non-ISO)","SC",33.492521000000004,-81.297510000000003,4.609202968,"PV","Thin-Film",7.7759999999999998,6.1,1.2747540983606558,"Tracking","Single Axis","Tracking",180,null,null,null,null,null,"","",null,47.964975608365108,null,null,null,null,null,null,null,null,null,null,null,0.20942810090575648,0.2149213174475201]
[61849,"Kentuck Solar Project","2018-03-31",2018,"PJM","VA",36.658110999999998,-79.303839999999994,4.3409878995,"PV","c-Si",8,6,1.3333333333333333,"Tracking","Single Axis","Tracking",180,null,null,null,null,null,21.919903520700998,10.330436183240799,null,50.772691382358303,null,null,null,null,null,null,null,null,null,null,null,0.24819254185692538]
[62241,"NorWest Energy 9 (Pendleton)","2018-09-30",2018,"West (non-ISO)","OR",45.679792999999997,-118.850053,4.1779289954000003,"PV","c-Si",8.4,6,1.4000000000000001,"Fixed Tilt","Fixed Tilt",20,181,null,null,null,null,null,"","",null,59.38255370545938,null,null,null,null,null,null,null,null,null,null,null,0.21900684931506845,0.22624468731026109]
[62304,"Woodleaf Solar Facility","2018-12-31",2018,"Southeast (non-ISO)","NC",35.72533,-80.608699999999999,4.4801710045999998,"PV","c-Si",9.4,6,1.5666666666666667,"Tracking","Single Axis","Tracking",179,null,null,null,null,null,23.1222629280104,1.63048126891986,null,79.812630350134114,null,null,null,null,null,null,null,null,null,null,null,null,0.21757361870066791]
[60301,"Holloman Atlas Solar Array","2018-10-31",2018,"West (non-ISO)","NM",32.921261000000001,-106.0724,5.7198974886,"PV","Thin-Film",6.5,5.0010000000000003,1.2997400519896021,"Tracking","Single Axis","Tracking",180,null,null,null,null,null,"","",null,54.163865052423581]
[63214,"Middleton Solar Park","2018-06-30",2018,"ISO-NE","MA",42.582391999999999,-70.996615000000006,3.8049605023000002,"PV","c-Si",6,5.0010000000000003,1.1997600479904018,"Fixed Tilt","Fixed Tilt",20,180,"PV+Storage","LIB",2019,3,6.6,20.851866422809699,8.0359452557227193]
[61906,"Phoebe Solar","2019-11-30",2019,"ERCOT","TX",31.843422,-102.86830999999999,5.5685200912999999,"PV","Thin-Film",315,250,1.26,"Tracking","Single Axis",null,180,null,null,null,null,null,24.107202626736999,0,null,38.900644725001456,null,null,null,null,null,null,null,null,null,null,null,null,0.27992668488160294]
[61930,"Techren Solar II","2019-10-31",2019,"West (non-ISO)","NV",35.867258,-114.95643200000001,5.4780166667000003,"PV","c-Si",249.9,200,1.2495000000000001,"Tracking","Single Axis",null,180,null,null,null,null,null,29.9380807252038,20.1257900111992,31.780265356808343,29.789619520228179,null,null,null,null,null,null,null,null,null,null,null,null,0.27949396630236795]
[59525,"Wright Solar Park","2019-12-31",2019,"CAISO","CA",37.009444000000002,-120.95721500000001,5.2236315068000003,"PV","c-Si",237.3,200,1.1865000000000001,"Tracking","Single Axis",null,180,null,null,null,null,null,19.067138933223202,3.9187259206549099,29.921601342795071,32.313850311144023,null,null,null,null,null,null,null,null,null,null,null,null,0.24626423041894355]
[59879,"North Rosamond Solar","2019-06-30",2019,"CAISO","CA",34.846561000000001,-118.37593099999999,5.7757949772000003,"PV","Thin-Film",182.5,150,1.2166666666666666,"Tracking","Single Axis",null,180,null,null,null,null,null,22.698702686783999,3.6995671924212501,null,55.915139894622094,null,null,null,null,null,null,null,null,null,null,null,null,0.26690050136280519]
[60034,"California Flats Solar 2 (CA Flats Solar 150)","2019-02-28",2019,"CAISO","CA",35.865892000000002,-120.315292,5.4430990868000002,"PV","Thin-Film",201,150,1.34,"Tracking","Single Axis",null,180,null,null,null,null,null,19.1643384663905,3.53219291231443,null,60.399707325293164,null,null,null,null,null,null,null,null,null,null,null,null,0.28085837887067394]
[62584,"Quitman Solar","2019-12-31",2019,"Southeast (non-ISO)","GA",30.849004999999998,-83.643281000000002,4.7777869862999998,"PV","c-Si",225,150,1.5,"Tracking","Single Axis",null,180,null,null,null,null,null,22.091531519627502,4.3725098764851902,26.472002052703704,34.855915267526498,null,null,null,null,null,null,null,null,null,null,null,null,0.26905434122647237]
[61985,"Colonial Trail West","2019-12-31",2019,"PJM","VA",37.152621000000003,-76.901680999999996,4.3264545661999998,"PV","c-Si",210.9,142.4,1.4810393258426966,"Tracking","Single Axis","Tracking",181,null,null,null,null,null,23.626734522909601,9.8790740429715491,null,57.655220450478375,null,null,null,null,null,null,null,null,null,null,null,null,0.24093458356357825]
[62375,"Dougherty County Solar","2019-12-31",2019,"Southeast (non-ISO)","GA",31.514780999999999,-84.040181000000004,4.7382726027000004,"PV","c-Si",174,120,1.45,"Tracking","Single Axis",null,180,null,null,null,null,null,22.086490050920599,4.73527505711575,26.339422380337645,42.363866726737932,null,null,null,null,null,null,null,null,null,null,null,null,0.26209775349119613]
[62288,"Valentine Solar","2019-11-30",2019,"CAISO","CA",34.904221,-118.38363099999999,5.8249045661999999,"PV","Thin-Film",132,111.2,1.1870503597122302,"Tracking","Single Axis",null,180,null,null,null,null,null,24.464069068409501,3.87950975029139,null,39.199280807620845,null,null,null,null,null,null,null,null,null,null,null,null,0.25960583991822939]
[62367,"SR Arlington II (Bancroft Station Solar Farm)","2019-11-30",2019,"Southeast (non-ISO)","GA",31.415531000000001,-84.830709999999996,4.7440646118999998,"PV","c-Si",139.69999999999999,102.5,1.3629268292682926,"Tracking","Single Axis",null,180,null,null,null,null,null,22.156122334224801,4.7738476094057098,22.639206198491404,32.833127505576478,null,null,null,null,null,null,null,null,null,null,null,null,0.24531634013061443]
[62448,"Lapetus 2 (second phase)","2019-12-31",2019,"ERCOT","TX",32.459440999999998,-102.680341,5.4763522830999998,"PV","c-Si",135.30000000000001,100.7,1.3435948361469712,"Tracking","Single Axis",null,180,null,null,null,null,null,24.807134076023399,0,null,44.078448966960906,null,null,null,null,null,null,null,null,null,null,null,null,0.28410860655737707]
[62004,"San Pablo Raceway","2019-08-31",2019,"CAISO","CA",34.722760000000001,-118.280834,5.8113525114,"PV","c-Si",132,100,1.32,"Tracking","Single Axis",null,180,null,null,null,null,null,22.821709516835998,3.1734523870287701,30.171215499609822,30.79925998727748,null,null,null,null,null,null,null,null,null,null,null,null,0.31514116575591983]
[60324,"Willow Springs Solar","2019-01-31",2019,"CAISO","CA",34.832551000000002,-118.328851,5.7757949772000003,"PV","Thin-Film",125.7,100,1.2570000000000001,"Tracking","Single Axis",null,180,null,null,null,null,null,21.838867033085201,3.4459871897317802,null,39.772518593690791,null,null,null,null,null,null,null,null,null,null,null,null,0.26721746169208144]
[61611,"Techren Solar I","2019-03-31",2019,"West (non-ISO)","NV",35.851300999999999,-114.97443199999999,5.4780166667000003,"PV","c-Si",132,100,1.32,"Tracking","Single Axis",null,180,null,null,null,null,null,27.0849761401217,5.6498384369658696,34.67772775209999,37.028524714571759,null,null,null,null,null,null,null,null,null,null,null,null,0.26795423497267762]
[62415,"West of the Pecos Solar","2019-12-31",2019,"ERCOT","TX",31.842351000000001,-102.86001,5.5685200912999999,"PV","c-Si",130.65195,100,1.3065195000000001,"Tracking","Single Axis",null,180,null,null,null,null,null,25.504796032520701,0,null,34.27239800685031,null,null,null,null,null,null,null,null,null,null,null,null,0.28151070127504552]
[59826,"Sunshine Valley Solar","2019-12-31",2019,"CAISO","NV",36.516210999999998,-116.50585100000001,5.6937305935999998,"PV","Thin-Film",126,100,1.26,"Tracking","Single Axis",null,180,null,null,null,null,null,-4.3723441776799099,3.8996486337070499,null,38.994381338572474,null,null,null,null,null,null,null,null,null,null,null,null,0.21726092896174864]
[60491,"Springbok 3 Solar Farm","2019-07-30",2019,"West (non-ISO)","CA",35.270780999999999,-118.00432000000001,5.8451440639000003,"PV","c-Si",121,90,1.3444444444444446,"Tracking","Single Axis",null,179,"PV+Storage","Lithium-Ion",2019,1.5,1.5,"","",41.818229045460882,64.018475343283825,null,null,null,null,null,null,null,null,null,null,null,null,0.30678126897389191]
[62544,"Wilkinson Solar","2019-12-31",2019,"PJM","NC",35.5931,-76.761300000000006,4.4102910958999999,"PV","c-Si",95.9,80.599999999999994,1.1898263027295286,"Tracking","Single Axis",null,172.7,null,null,null,null,null,22.253165454433798,8.7011388555301892,null,70.630491134701572,null,null,null,null,null,null,null,null,null,null,null,null,0.19896456223135234]
[63076,"Gutenberg Solar","2019-10-31",2019,"PJM","NC",36.452033999999998,-77.537053999999998,4.4006899542999998,"PV","Thin-Film",119,79.900000000000006,1.4893617021276595,"Tracking","Single Axis",null,180,null,null,null,null,null,21.278648214816201,8.7057571889366301,null,63.912987386227357,null,null,null,null,null,null,null,null,null,null,null,null,0.21790101926132613]
[62679,"Palmetto Plains Solar Project","2019-07-30",2019,"Southeast (non-ISO)","SC",33.34666,-80.702077000000003,4.6359874429000003,"PV","Thin-Film",106,74.900000000000006,1.4152202937249665,"Tracking","Single Axis",null,180,null,null,null,null,null,"","",null,40.457423156798384,null,null,null,null,null,null,null,null,null,null,null,null,0.23998178506375228]
[62543,"Trenton Solar Power Plant","2019-12-31",2019,"Southeast (non-ISO)","FL",29.635051000000001,-82.843091000000001,4.8228426941000002,"PV","c-Si",104.9,74.900000000000006,1.4005340453938584,"Tracking","Single Axis",null,181,null,null,null,null,null,"","",null,44.286925890769737,null,null,null,null,null,null,null,null,null,null,null,null,0.25808090204060785]
[61790,"Shaw Creek Solar","2019-10-31",2019,"Southeast (non-ISO)","SC",33.675680999999997,-81.747961000000004,4.5760796804000003,"PV","c-Si",108.6,74.900000000000006,1.4499332443257675,"Tracking","Single Axis",null,180,null,null,null,null,null,"","",null,47.770175765810102,null,null,null,null,null,null,null,null,null,null,null,null,0.25203610886160294]
[61768,"FPL Interstate Solar Energy Center","2019-01-31",2019,"Southeast (non-ISO)","FL",27.488651000000001,-80.443110000000004,4.9338376712000001,"PV","c-Si",113.24,74.5,1.52,"Fixed Tilt","Fixed Tilt",20,195,null,null,null,null,null,20.949225241500901,26.8935639080931,null,43.056740373565226,null,null,null,null,null,null,null,null,null,null,null,null,0.23213194215229643]
[61767,"FPL Pioneer Trail Solar Energy Center","2019-01-31",2019,"Southeast (non-ISO)","FL",29.012611,-81.100470999999999,4.8070527396999996,"PV","c-Si",113.24,74.5,1.52,"Fixed Tilt","Fixed Tilt",20,195,null,null,null,null,null,20.751640972516501,29.836960112716501,null,46.949542748092867,null,null,null,null,null,null,null,null,null,null,null,null,0.2221274801041552]
[61766,"FPL Miami Dade Solar Energy Center","2019-01-31",2019,"Southeast (non-ISO)","FL",25.644641,-80.487751000000003,4.9810881278999997,"PV","c-Si",113.24,74.5,1.52,"Fixed Tilt","Fixed Tilt",20,195,null,null,null,null,null,21.068857244497401,26.231447932909902,null,41.783795576627057,null,null,null,null,null,null,null,null,null,null,null,null,0.23417348198677279]
[61763,"FPL Sunshine Gateway Solar Energy Center","2019-01-31",2019,"Southeast (non-ISO)","FL",30.279765999999999,-82.779690000000002,4.7770632419999997,"PV","c-Si",113.24,74.5,1.52,"Fixed Tilt","Fixed Tilt",20,195,null,null,null,null,null,20.602936073080201,28.8757249546167,null,44.417217433478406,null,null,null,null,null,null,null,null,null,null,null,null,0.23276915930123104]
[61663,"Lithia Solar","2019-01-31",2019,"Southeast (non-ISO)","FL",27.753271999999999,-82.164659999999998,5.0124819635,"PV","Thin-Film",87.2,74.5,1.1704697986577182,"Tracking","Single Axis","Tracking",180,null,null,null,null,null,"","",null,53.086075972686437,null,null,null,null,null,null,null,null,null,null,null,null,0.21896125964230267]
[61701,"Seabrook Solar","2019-12-31",2019,"Southeast (non-ISO)","SC",32.564881,-80.731441000000004,4.7096726027000004,"PV","Thin-Film",93,72.5,1.2827586206896551,"Tracking","Single Axis",null,182,null,null,null,null,null,"","",null,48.332758337488272,null,null,null,null,null,null,null,null,null,null,null,null,0.23546416682369198]
[62678,"Crooked Run","2019-12-31",2019,"Southeast (non-ISO)","NC",34.682451,-77.983250999999996,4.4983926940999996,"PV","Thin-Film",105.60527999999999,70.099999999999994,1.506494721825963,"Tracking","Single Axis",null,204,null,null,null,null,null,23.032066986753801,4.9909026990256598,null,55.903942847067107,null,null,null,null,null,null,null,null,null,null,null,null,0.22206599211638853]
[61656,"Grange Hall Solar","2019-01-31",2019,"Southeast (non-ISO)","FL",27.681508000000001,-82.206760000000003,4.9986276256000002,"PV","Thin-Film",71.400000000000006,61.1,1.1685761047463177,"Tracking","Single Axis","Tracking",180,null,null,null,null,null,"","",null,51.421713012147272,null,null,null,null,null,null,null,null,null,null,null,null,0.22148587373561218]
[62399,"Sage Solar I-III","2019-10-31",2019,"West (non-ISO)","UT",41.769970999999998,-111.061391,4.5123824200999998,"PV","Thin-Film",76.3,57.6,1.3246527777777777,"Tracking","Single Axis",null,180,null,null,null,null,null,22.8588004395402,20.470127019207698,null,51.637689614771546,null,null,null,null,null,null,null,null,null,null,null,null,0.29418624139850236]
[61666,"Peace Creek Solar","2019-03-31",2019,"Southeast (non-ISO)","FL",27.914470999999999,-81.808250999999998,4.9988849315000001,"PV","Thin-Film",64.8,55,1.1781818181818182,"Tracking","Single Axis",null,180,null,null,null,null,null,"","",null,54.473085048043238,null,null,null,null,null,null,null,null,null,null,null,null,0.21279870522709488]
[62163,"Meridian III","2019-12-31",2019,"Southeast (non-ISO)","MS",32.449921000000003,-88.553431000000003,4.6158673516000004,"PV","c-Si",75,52.5,1.4285714285714286,"Tracking","Single Axis",null,180,null,null,null,null,null,22.593636962850699,4.8338051033853802,37.796058305015308,32.640270634803109,null,null,null,null,null,null,null,null,null,null,null,null,0.26990586781160553]
[63579,"Britton Solar Energy Center","2019-12-31",2019,"West (non-ISO)","NM",35.016309999999997,-106.09842999999999,5.4387541095999996,"PV","c-Si",67.7,50,1.3540000000000001,"Tracking","Single Axis",null,180,null,null,null,null,null,21.879428101074499,14.824538032392899,25.128148653334357,31.642731276812601,null,null,null,null,null,null,null,null,null,null,null,null,0.32024817850637521]
[61657,"Lake Hancock Solar","2019-04-30",2019,"Southeast (non-ISO)","FL",27.929721000000001,-81.863709999999998,4.9988849315000001,"PV","Thin-Film",58,49.6,1.1693548387096775,"Tracking","Single Axis",null,180,null,null,null,null,null,"","",null,60.688461785745723,null,null,null,null,null,null,null,null,null,null,null,null,0.18941484517304188]
[60125,"Kawailoa Solar","2019-09-19",2019,"HI","HI",21.619630999999998,-158.05063100000001,5.3295664383999997,"PV","Thin-Film",49,48.75,1.0051282051282051,"Tracking","Single Axis",null,180,"Wind+PV",null,null,null,null,"","",95.016747732411872,null,null,null,null,null,null,null,null,null,null,null,null,null,0.18329011932641909]
[62560,"Airport Solar","2019-12-31",2019,"West (non-ISO)","OR",42.167240999999997,-120.408271,4.7202632419999997,"PV","c-Si",60.7,47.3,1.2832980972515857,"Tracking","Single Axis",null,180,null,null,null,null,null,"","",null,49.145711749074188,null,null,null,null,null,null,null,null,null,null,null,null,0.24479449469918402]
[60024,"Waipio Solar (Waiwa PV)","2019-09-30",2019,"HI","HI",21.455271,-157.98106000000001,5.1272296804000002,"PV","c-Si",45.9,45.9,1,"Tracking","Single Axis",null,180,null,null,null,null,null,"","",90.244295980974869,null,null,null,null,null,null,null,null,null,null,null,null,null,0.19776747979094492]
[62541,"Lake Placid Solar Power Plant","2019-12-31",2019,"Southeast (non-ISO)","FL",27.331461000000001,-81.368351000000004,5.0683458903999998,"PV","c-Si",63,45,1.4,"Tracking","Single Axis",null,180,null,null,null,null,null,"","",null,48.61455583219697,null,null,null,null,null,null,null,null,null,null,null,null,0.24519581056466302]
[63187,"Tallahassee Solar 2 (FL Solar 4)","2019-12-31",2019,"Southeast (non-ISO)","FL",30.379460999999999,-84.357400999999996,4.7657527396999999,"PV","Thin-Film",55,42,1.3095238095238095,"Fixed Tilt","Fixed Tilt",25,180,null,null,null,null,null,"","",40.449710166509554,43.572771658520665,null,null,null,null,null,null,null,null,null,null,null,null,0.19926923410529968]
[62057,"SR Hazlehurst III","2019-12-31",2019,"Southeast (non-ISO)","GA",31.832474000000001,-82.602141000000003,4.7210342466000004,"PV","c-Si",55.3,40,1.3824999999999998,"Tracking","Single Axis",null,180,null,null,null,null,null,21.967117161142099,4.91343591094284,28.163132895730779,31.192483391241534,null,null,null,null,null,null,null,null,null,null,null,null,0.27030048952641167]
[62376,"Grazing Yak Solar","2019-11-30",2019,"West (non-ISO)","CO",38.9777591,-104.25271100000001,4.9866449772000001,"PV","c-Si",47.25,39.5,1.1962025316455696,"Tracking","Single Axis",null,181,null,null,null,null,null,"","",27.819560277691508,36.788210273878015,null,null,null,null,null,null,null,null,null,null,null,null,0.24899990777247469]
[61655,"Bonnie Mine Solar","2019-01-31",2019,"Southeast (non-ISO)","FL",27.877950999999999,-81.916659999999993,5.0130945205000002,"PV","Thin-Film",41.7,37.5,1.1120000000000001,"Tracking","Single Axis",null,180,null,null,null,null,null,"","",null,53.080488023019939,null,null,null,null,null,null,null,null,null,null,null,null,0.21999739786625033]
[62052,"Citizens Imperial Solar","2019-08-31",2019,"West (non-ISO)","CA",33.190311000000001,-115.431741,5.8933406392999999,"PV","c-Si",39.458487499999997,30,1.3152829166666666,"Tracking","Single Axis",null,180,null,null,null,null,null,"","",27.796971717218621,41.422504086962029,null,null,null,null,null,null,null,null,null,null,null,null,0.30202641165755922]
["61268b","Kayenta Solar 2","2019-08-31",2019,"West (non-ISO)","AZ",36.787430999999998,-110.240421,5.4825194063999998,"PV","c-Si",38.799999999999997,28,1.3857142857142857,"Tracking","Single Axis",null,180,null,null,null,null,null,"",""]
[62657,"DWW Solar ll (aka Tobacco Valley Solar)","2019-12-31",2019,"ISO-NE","CT",41.903722000000002,-72.796960999999996,3.8075408676000002,"PV","c-Si",48.6,26.4,1.8409090909090911,"Fixed Tilt","Fixed Tilt",null,180,null,null,null,null,null,20.8147775072221,9.5715352096779593,null,83.556569462070101,null,null,null,null,null,null,null,null,null,null,null,null,0.16458540040773817]
[63668,"University Solar, LLC","2019-12-31",2019,"ISO-NE","RI",41.615208000000003,-71.657368000000005,3.8907780822000002,"PV","c-Si",28.4,24,1.1833333333333333,"Fixed Tilt","Fixed Tilt",15,180,null,null,null,null,null,21.341587780771,8.2112553061930598,null,49.669294438919032,null,null,null,null,null,null,null,null,null,null,null,null,0.15579462659380691]
[61778,"North Halifax","2019-12-31",2019,"PJM","NC",36.210641000000003,-77.623110999999994,4.4232360731,"PV","c-Si",26.9,20,1.345,"Tracking","Single Axis",null,181,null,null,null,null,null,21.926328852713301,9.0138464858948897,null,59.415850485588585,null,null,null,null,null,null,null,null,null,null,null,null,0.21672928051001822]
[61973,"Blackville Solar II","2019-05-31",2019,"Southeast (non-ISO)","SC",33.339990999999998,-81.260681000000005,4.6337719177999999,"PV","c-Si",29.580000000000002,20,1.4790000000000001,"Tracking","Single Axis",null,180,null,null,null,null,null,"","",null,43.075916974395192,null,null,null,null,null,null,null,null,null,null,null,null,0.24056238615664849]
[59524,"Blackwell Solar Park","2019-01-31",2019,"CAISO","CA",35.619061000000002,-119.853931,5.3721926940999998,"PV","c-Si",27.049825000000002,20,1.3524912500000001,"Tracking","Single Axis",null,179,null,null,null,null,null,19.5707082594881,3.1978525725375202,null,39.874014888653257,null,null,null,null,null,null,null,null,null,null,null,null,0.26224954462659383]
[62017,"Riverhead Solar Farm","2019-06-30",2019,"NYISO","NY",40.922992000000001,-72.764510000000001,3.9273168950000001,"PV","c-Si",22.9,20,1.145,"Tracking","Single Axis",null,180,null,null,null,null,null,27.528589585055201,8.6939283063685995,158.18619819742358,93.560759360400468,null,null,null,null,null,null,null,null,null,null,null,null,0.17511384335154823]
[61265,"Antelope DSR 3","2019-09-30",2019,"CAISO","CA",34.736859000000003,-118.304091,5.7811771690000002,"PV","c-Si",25,20,1.25,"Tracking","Single Axis",null,180,null,null,null,null,null,22.442911401922601,3.0860600763366799,null,34.58169712008597,null,null,null,null,null,null,null,null,null,null,null,null,0.32480646630236792]
[61987,"West Loch Solar One","2019-11-30",2019,"HI","HI",21.338141,-158.01081099999999,5.6000771690000004,"PV","c-Si",28,20,1.4,"Fixed Tilt","Fixed Tilt",15,180,null,null,null,null,null,"","",null,null,null,null,null,null,null,null,null,null,null,null,null,null,0.22087887067395265]
[59951,"Five Forks Solar","2019-12-31",2019,"PJM","NC",36.516931,-78.033080999999996,4.3873618720999996,"PV","c-Si",25.9,20,1.2949999999999999,"Tracking","Single Axis",null,180,null,null,null,null,null,22.1692149215218,9.1636882829843493,null,56.431065637077182,null,null,null,null,null,null,null,null,null,null,null,null,0.22628642987249539]
[59878,"Windhub Solar A","2019-12-31",2019,"CAISO","CA",35.020170999999998,-118.28746099999999,5.7908200912999996,"PV","Thin-Film",25,20,1.25,"Tracking","Single Axis",null,180,null,null,null,null,null,21.562831027227599,3.52310349506751,41.140252095784604,42.538946578494752,null,null,null,null,null,null,null,null,null,null,null,null,0.28195013661202184]
[63031,"Gloucester Solar","2019-04-30",2019,"PJM","VA",37.441969999999998,-76.468299999999999,4.3109273973000004,"PV","c-Si",27.8,19.899999999999999,1.3969849246231156,"Tracking","Single Axis","Tracking",191,null,null,null,null,null,22.929869500638599,9.6775662051050499,null,66.404786739047864,null,null,null,null,null,null,null,null,null,null,null,null,0.2141399163394386]
[62413,"Ellis Solar (North+South)","2019-12-31",2019,"NYISO","NY",42.448940999999998,-76.433751000000001,3.6929292237000002,"PV","c-Si",27,18,1.5,"Fixed Tilt","Fixed Tilt",20,180,null,null,null,null,null,18.064655072323902,5.3777899937488298,null,61.190085957319766,null,null,null,null,null,null,null,null,null,null,null,null,0.18471083788706741]
[60510,"Two Mile Desert Project aka Hertford Solar","2019-06-30",2019,"PJM","NC",36.223419,-76.465665000000001,4.4350668950000003,"PV","c-Si",21.03988,16.2,1.2987580246913581,"Fixed Tilt","Fixed Tilt",15,169,null,null,null,null,null,23.101512408749599,9.8034958650000696,null,55.848191091579835,null,null,null,null,null,null,null,null,null,null,null,null,0.19559974364163804]
[64108,"Gold Meadow Farms","2019-05-31",2019,"ISO-NE","RI",41.734183999999999,-71.528031999999996,3.8456621004999998,"PV","c-Si",21.3,16.2,1.3148148148148149,"Fixed Tilt","Fixed Tilt",25,180,null,null,null,null,null,21.343396153752799,8.0156545145206906]
[62389,"Pasto Solar","2019-09-30",2019,"NYISO","NY",42.210028000000001,-76.523759999999996,3.7321755708,"PV","c-Si",23.864999999999998,16,1.4915624999999999,"Fixed Tilt","Fixed Tilt",20,180,null,null,null,null,null,18.356750872576299,5.90428937112328,null,75.283632887921883,null,null,null,null,null,null,null,null,null,null,null,null,0.18944245218579234]
[58281,"Lanikuhana Solar (Mililani II)","2019-09-30",2019,"HI","HI",21.425398999999999,-158.02065099999999,5.0733043378999998,"PV","Thin-Film",14.7,14.7,1,"Tracking","Single Axis",null,180,null,null,null,null,null,"","",98.622023783768952,null,null,null,null,null,null,null,null,null,null,null,null,null,0.21980285739067942]
[62989,"Whitetail Solar 1 (Roxbury Solar)","2019-12-31",2019,"PJM","PA",40.139208799999999,-77.609463099999999,3.8981358447000001,"PV","c-Si",18.23,13.5,1.3503703703703704,"Tracking","Single Axis",52,180,null,null,null,null,null,24.130977261149201,10.030472246346701,null,55.676674239830966,null,null,null,null,null,null,null,null,null,null,null,null,0.20894893071577952]
[62792,"DG AMP Solar Piqua Manier","2019-07-30",2019,"PJM","OH",40.130431000000002,-84.255450999999994,3.9253484018,"PV","c-Si",13.2,12.625,1.0455445544554456,"Tracking","Single Axis",null,180,null,null,null,null,null,25.293339423511899,11.545602626338001,null,57.002463222661703,null,null,null,null,null,null,null,null,null,null,null,null,0.1917447306791569]
[62467,"Vista Solar Energy Center","2019-03-31",2019,"West (non-ISO)","NM",34.741050999999999,-106.657161,5.6190511416,"PV","c-Si",12.8,10,1.28,"Tracking","Single Axis",null,180,null,null,null,null,null,23.3877428295452,20.797568858247001,null,34.839652127060056,null,null,null,null,null,null,null,null,null,null,null,null,0.29744990892531875]
[62597,"Rio De Oro Solar Energy Center","2019-06-30",2019,"West (non-ISO)","NM",34.692110999999997,-106.689251,5.6618089040999999,"PV","c-Si",12.659405,10,1.2659404999999999,"Tracking","Single Axis",null,180,null,null,null,null,null,23.514353947818801,18.270419023276698,null,37.360396689090507,null,null,null,null,null,null,null,null,null,null,null,null,0.27657103825136614]
[63027,"Mars Solar","2019-08-31",2019,"ERCOT","TX",27.423431000000001,-98.830050999999997,5.0258127854000003,"PV","Thin-Film",14.2,10,1.42,"Tracking","Single Axis",null,180,null,null,null,null,null,27.081037437642198,0,null,39.481127460458175,null,null,null,null,null,null,null,null,null,null,null,null,0.24897540983606553]
[61875,"Cascade Solar (TX)","2019-04-30",2019,"ERCOT","TX",29.205974000000001,-96.0274,4.6423746574999996,"PV","c-Si",14.290880999999999,10,1.4290881,"Tracking","Single Axis",null,180,null,null,null,null,null,27.1302869984472,0,null,43.131996939632685,null,null,null,null,null,null,null,null,null,null,null,null,0.20860655737704922]
[61840,"Hope Farm Solar","2019-09-30",2019,"ISO-NE","RI",41.748341000000003,-71.521980999999997,3.8456621004999998,"PV","c-Si",12.6,10,1.26,"Fixed Tilt","Fixed Tilt",25,171,null,null,null,null,null,20.2143531739178,7.64389696088028,null,67.417160997868592,null,null,null,null,null,null,null,null,null,null,null,null,0.19044854280510023]
[63081,"San Miguel I Solar Energy Center","2019-09-30",2019,"West (non-ISO)","NM",35.634331000000003,-105.175291,5.2828317352000003,"PV","c-Si",12.636000000000001,10,1.2636000000000001,"Tracking","Single Axis",null,180,null,null,null,null,null,22.3348928568509,15.311978036151499,null,35.599916760424449,null,null,null,null,null,null,null,null,null,null,null,null,0.29000455373406192]
[62980,"Turquoise Liberty Solar (Turquoise 1)","2019-11-30",2019,"West (non-ISO)","NV",39.581232,-119.519116,5.2310636985999999,"PV","Thin-Film",12.715200000000001,10,1.2715200000000002,"Tracking","Single Axis",null,179,null,null,null,null,null,26.661810356004398,14.1466384606364,30.354217944465031,53.927665653927299,null,null,null,null,null,null,null,null,null,null,null,null,0.18426684881602914]
[63184,"Rio Rancho Solar Energy Center","2019-12-31",2019,"West (non-ISO)","NM",35.104761000000003,-106.482411,5.5622586757999999,"PV","c-Si",12.67224,10,1.2672240000000001,"Tracking","Single Axis",null,180,null,null,null,null,null,23.3395048047811,17.783344351332399,null,35.418371115203698,null,null,null,null,null,null,null,null,null,null,null,null,0.29430783242258657]
[60997,"Everett PV1","2019-12-31",2019,"PJM","NC",35.821137,-77.309569999999994,4.4373732876999998,"PV","c-Si",13,10,1.3,"Fixed Tilt","Fixed Tilt",20,191,null,null,null,null,null,22.663734595824799,10.113388359279799,null,43.908914759522368,null,null,null,null,null,null,null,null,null,null,null,null,0.16781648451730419]
[63301,"Garrett Solar (PSEG Lake County Solar Energy Center, FKA Lakeview Airport 10 Solar)","2019-12-31",2019,"West (non-ISO)","OR",42.165691000000002,-120.409171,4.7202632419999997,"PV","c-Si",13.3210575,10,1.33210575,"Tracking","Single Axis",null,180,null,null,null,null,null,"","",null,71.888336692927155,null,null,null,null,null,null,null,null,null,null,null,null,0.2655510018214936]
[61996,"Rankin Solar Center","2019-12-31",2019,"Southeast (non-ISO)","SC",34.236111000000001,-79.654510999999999,4.5626285388000003,"PV","c-Si",13.4,10,1.34,"Tracking","Single Axis",null,180,null,null,null,null,null,"","",null,52.326996251791158]
[63082,"San Miguel II Solar Energy Center","2019-10-30",2019,"West (non-ISO)","NM",35.634369999999997,-105.17549,5.2828317352000003,"PV","c-Si",12.636000000000001,10,1.2636000000000001,"Tracking","Single Axis","Tracking",180,null,null,null,null,null,22.339615259481501,15.3346067316463,null,35.380472829082869,null,null,null,null,null,null,null,null,null,null,null,null,0.29180327868852463]
[63505,"Cherry Blossom Solar","2019-12-31",2019,"Southeast (non-ISO)","SC",33.762185000000002,-79.458010000000002,4.6140746574999998,"PV","c-Si",14.4,10,1.44,"Tracking","Single Axis",null,180,null,null,null,null,null,22.976864782407901,3.2268714840480199,null,32.62038978497057]
[63344,"Starvation (aka Starvation Ridge?)","2019-12-31",2019,"West (non-ISO)","OR",43.503290999999997,-119.149821,4.5844164383999999,"PV","c-Si",15.3,9.9,1.5454545454545454,"Tracking","Single Axis",null,180,null,null,null,null,null,"","",null,58.173033096500212,null,null,null,null,null,null,null,null,null,null,null,null,0.2742129859616198]
[64227,"Alexis Solar (GMP Azure Solar Park)","2019-12-31",2019,"ERCOT","TX",26.888351,-98.234521000000001,4.9345751142000003,"PV","c-Si",14,9.5,1.4736842105263157,"Tracking","Single Axis",null,180,null,null,null,null,null,33.496894140806504,0,null,null,null,null,null,null,null,null,null,null,null,null,null,null,0.11328551912568306]
[59910,"KDC Solar PR1 (Six Flags Adventure Solar)","2019-06-30",2019,"PJM","NJ",40.133640999999997,-74.422409999999999,4.0324116437999997,"PV","c-Si",12.5,8.8000000000000007,1.4204545454545454,"Fixed Tilt","Fixed Tilt",15,180,null,null,null,null,null,18.8530645841774,19.1201902714193]
[61974,"Diamond Solar II","2019-06-30",2019,"Southeast (non-ISO)","SC",33.786681000000002,-81.268810999999999,4.5642771689000003,"PV","c-Si",10.82,8.1999999999999993,1.3195121951219513,"Tracking","Single Axis",null,180,null,null,null,null,null,"","",null,49.970412759253811,null,null,null,null,null,null,null,null,null,null,null,null,0.20920798347327738]
[63869,"IBM Solar","2019-07-30",2019,"West (non-ISO)","CO",40.091687,-105.191557,4.4951824200999999,"PV","c-Si",9.6999999999999993,8.1,1.1975308641975309,"Tracking","Single Axis",52,180,null,null,null,null,null,18.092266402644,16.142191518201201,null,42.821314298755745,null,null,null,null,null,null,null,null,null,null,null,null,0.21659751737165223]
[62484,"Crawfordsville 2 Solar Park","2019-12-31",2019,"MISO","IN",40.053640999999999,-86.887681000000001,3.9820675798999998,"PV","c-Si",10.367000000000001,7.9,1.3122784810126582,"Fixed Tilt","Fixed Tilt",null,180,null,null,null,null,null,26.643539546852601,0.63717218229622596,null,53.509184693069443,null,null,null,null,null,null,null,null,null,null,null,null,0.16685976804777383]
[61794,"Gateway Solar","2019-05-31",2019,"PJM","MD",38.377226999999998,-75.274800999999997,4.2142746574999999,"PV","c-Si",10,7.6,1.3157894736842106,"Tracking","Single Axis",null,181,null,null,null,null,null,26.798390927210999,16.360159565041801,null,76.167824144885671,null,null,null,null,null,null,null,null,null,null,null,null,0.11577569264691782]
[62655,"HL Solar/Lassen","2019-06-30",2019,"CAISO","CA",40.372441000000002,-120.26104100000001,5.0394431507000004,"PV","c-Si",9.3079999999999998,7.6,1.2247368421052631,"Tracking","Single Axis",null,180,null,null,null,null,null,21.873516223410199,5.9030139601965903,null,52.503807654951174,null,null,null,null,null,null,null,null,null,null,null,null,0.16908733582590355]
[62638,"McCullough Road Solar Farm","2019-06-30",2019,"PJM","NJ",40.757271000000003,-74.957250999999999,3.9208148401999998,"PV","c-Si",10,7.6,1.3157894736842106,"Fixed Tilt","Fixed Tilt",23,180,null,null,null,null,null,19.1101223596648,19.602366091529099,null,97.212375891452012,null,null,null,null,null,null,null,null,null,null,null,null,0.19248514044674531]
[62637,"Milford Solar Farm (NJ)","2019-09-30",2019,"PJM","NJ",40.615431000000001,-75.156550999999993,3.9320136986000001,"PV","c-Si",8.9,7.5,1.1866666666666668,"Fixed Tilt","Fixed Tilt",15,180,null,null,null,null,null,19.4083730560872,19.5433975313133,null,121.21580001379485,null,null,null,null,null,null,null,null,null,null,null,null,0.1473891924711597]
[61872,"Lampwick","2019-11-30",2019,"ERCOT","TX",30.872810999999999,-99.535211000000004,5.0732582192000004,"PV","c-Si",10.9,7.5,1.4533333333333334,"Tracking","Single Axis",null,180,null,null,null,null,null,24.092382511355702,0,null,42.325205051809711,null,null,null,null,null,null,null,null,null,null,null,null,0.26177899210686095]
[60785,"Tungsten Mountain","2019-07-30",2019,"West (non-ISO)","NV",39.666611000000003,-117.68131099999999,4.8551150685,"PV","c-Si",9.6999999999999993,7.3,1.3287671232876712,"Tracking","Single Axis",null,180,"PV+Geothermal",null,null,null,null,29.830040447216302,19.622431120795799,null,35.527822203488135,null,null,null,null,null,null,null,null,null,null,null,null,0.27018302268133843]
[62770,"Richmond Solar Park 3 (aka Richmond 3 Solar Array)","2019-12-31",2019,"PJM","IN",39.839421000000002,-84.827770999999998,3.9729876711999998,"PV","c-Si",8.6999999999999993,6.7,1.2985074626865669,"Tracking","Single Axis",null,180,null,null,null,null,null,23.6827805406399,10.9516130492259,null,51.202545127776233,null,null,null,null,null,null,null,null,null,null,null,null,0.18468110268330484]
[62942,"DG AMP Wadsworth 1048","2019-12-31",2019,"PJM","OH",41.012720999999999,-81.765591000000001,3.8102002282999998,"PV","c-Si",8.6026199999999999,6.3,1.3654952380952381,"Tracking","Single Axis",null,180,null,null,null,null,null,24.455515991708001,11.525660665281301,null,50.773521113128893,null,null,null,null,null,null,null,null,null,null,null,null,0.17954722872755655]
[62931,"City of Pratt Solar (Pratt Solar Farm)","2019-03-31",2019,"SPP","KS",37.654944,-98.704633000000001,4.7406577625999997,"PV","c-Si",7.67,6,1.2783333333333333,"Fixed Tilt","Fixed Tilt",null,180,null,null,null,null,null,21.1907195958964,17.440237910356601,59.320469530373586,45.166363526249334]
[62582,"Newfield Community Solar","2019-01-31",2019,"NYISO","NY",42.385143999999997,-76.600504000000001,3.70791621,"PV","c-Si",7.5,6,1.25,"Fixed Tilt","Fixed Tilt",20,180,null,null,null,null,null,18.009358579848499,4.8708043060045201,null,65.245631809784513,null,null,null,null,null,null,null,null,null,null,null,null,0.16590771098967821]
[64519,"Centinela State Prison","2019-12-31",2019,"West (non-ISO)","CA",32.825436000000003,-115.77489300000001,5.6778465753000003,"PV","c-Si",8.1999999999999993,6,1.3666666666666665,"Tracking","Single Axis",52,180,null,null,null,null,null,"",""]
[64521,"Calipatria State Prison","2019-12-31",2019,"West (non-ISO)","CA",33.166482000000002,-115.495293,5.8933406392999999,"PV","c-Si",8.1999999999999993,6,1.3666666666666665,"Tracking","Single Axis",52,180,null,null,null,null,null,"",""]
[62268,"NorWest Energy 4 aka Bonanza ","2019-01-31",2019,"West (non-ISO)","OR",42.205050999999997,-121.35292099999999,4.7827031963,"PV","c-Si",6.8,5.6,1.2142857142857144,"Tracking","Single Axis",null,180,null,null,null,null,null,"","",null,58.242191101881453,null,null,null,null,null,null,null,null,null,null,null,null,0.23955893832943012]
[62306,"IFF Union Beach Solar Project","2019-06-30",2019,"PJM","NJ",40.445690999999997,-74.154420999999999,3.9162305935999999,"PV","c-Si",6.7990000000000004,5.5,1.2361818181818183,"Fixed Tilt","Fixed Tilt",15,180,null,null,null,null,null,20.186233899952899,19.314708396523599,null,126.24898173720025,null,null,null,null,null,null,null,null,null,null,null,null,0.16523845007451568]
[62305,"Tipton Solar Park","2019-07-30",2019,"MISO","IN",40.277768000000002,-86.073599999999999,3.9457109588999999,"PV","c-Si",6.3,5.3,1.1886792452830188,"Tracking","Single Axis",null,180,null,null,null,null,null,26.345549391318201,0.53807851876566404,null,56.935133987822049,null,null,null,null,null,null,null,null,null,null,null,null,0.19666975976904841]
[62652,"Happy Hollow CSG Hybrid","2019-11-15",2019,"ISO-NE","MA",42.607720999999998,-72.043960999999996,3.7905812784999999,"PV","c-Si",7.1280000000000001,5.0010000000000003,1.4253149370125975,"Fixed Tilt","Fixed Tilt",25,180,"PV+Storage","Lithium-Ion",2019,3.3,6.6,20.686651279668499,8.0127314609934697]
[62327,"Synergen Panorama CSG aka Panorama Solar Electric Facility","2019-07-30",2019,"PJM","MD",38.772410999999998,-76.971070999999995,4.1749372145999999,"PV","c-Si",6.6,5.0010000000000003,1.3197360527894419,"Fixed Tilt","Fixed Tilt",25,180,null,null,null,null,null,24.629805660180399,10.285053010711501]
[62683,"Westside Wastewater Treatment Plant Hybrid","2019-08-31",2019,"SPP","AR",36.041350000000001,-94.140079999999998,4.4148246574999996,"PV","c-Si",5.8,5.0010000000000003,1.1597680463907218,"Tracking","Single Axis",null,180,"PV+Storage","Lithium-Ion",2019,6,13.1,24.863347483995199,23.094341826284101]
[62682,"Noland Wastewater Treatment Plant Hybrid","2019-08-31",2019,"SPP","AR",36.080230999999998,-94.066141000000002,4.3989805936000002,"PV","c-Si",5.8,5.0010000000000003,1.1597680463907218,"Tracking","Single Axis",null,179,"PV+Storage","Lithium-Ion",2019,6,13.1,24.826503297742999,22.297742432015099]
[62082,"Southwick Solar PV","2019-01-31",2019,"ISO-NE","MA",42.015492999999999,-72.775694999999999,3.8112655251000001,"PV","c-Si",6.6,5.0010000000000003,1.3197360527894419,"Fixed Tilt","Fixed Tilt",20,179,null,null,null,null,null,20.289633615284998,7.7624421599896802,null,90.416539166439748]
[62953,"Griffin Solar","2019-11-30",2019,"ERCOT","TX",31.474114,-97.135821000000007,4.7432632420000003,"PV","c-Si",7.2,5.0010000000000003,1.4397120575884823,"Tracking","Single Axis",null,181,null,null,null,null,null,26.881745435305,0,null,37.5279449526533]
[63186,"Imeson Solar (SunPort Solar)","2019-12-31",2019,"Southeast (non-ISO)","FL",30.456752999999999,-81.714860999999999,4.7374863013999997,"PV","c-Si",9,5.0010000000000003,1.7996400719856027,"Tracking","Single Axis",null,180,"PV+Storage",null,2019,2,4,"",""]
[62610,"Commerce Solar","2019-12-31",2019,"ERCOT","TX",29.435281,-98.617491000000001,4.7539878995000002,"PV","c-Si",5.9,5.0010000000000003,1.1797640471905619,"Tracking","Single Axis",null,180,"PV+Storage","Lithium-Ion",2019,10,10,27.6573506940878,0]
[62382,"GMP Solar/Storage-Ferrisburgh Hybrid","2019-09-30",2019,"ISO-NE","VT",44.225870999999998,-73.247050999999999,3.6529367580000001,"PV","c-Si",6.3180000000000005,5.0010000000000003,1.2633473305338931,"Tracking","Single Axis",null,180,"PV+Storage","Lithium-Ion",2019,2,8,21.622834859144401,9.0552514778360802]
[62381,"GMP Solar/Storage-Milton Hybrid","2019-09-30",2019,"ISO-NE","VT",44.657791000000003,-73.179681000000002,3.6313449771999999,"PV","c-Si",7,5.0010000000000003,1.3997200559888021,"Fixed Tilt","Fixed Tilt",25,180,"PV+Storage","Lithium-Ion",2019,2,8,20.817635610859998,8.8597648689682398]
[63000,"RT 52 Walden Solar 1 Hybrid","2019-12-31",2019,"NYISO","NY",41.581440999999998,-74.214661000000007,3.8876789953999999,"PV","c-Si",5.9349999999999996,5.0010000000000003,1.1867626474705057,"Fixed Tilt","Fixed Tilt",25,210,"PV+Storage","Lithium-Ion",2020,3.9,8.8000000000000007,19.8902488572813,6.8347059577537701]
[62561,"Roadrunner (Queen Solar)","2020-08-31",2020,"ERCOT","TX",31.219443999999999,-102.192201,5.4971799086999997,"PV","c-Si",497,410,1.2121951219512195,"Tracking","Single Axis",null,180,null,null,null,null,null,20.419378032685401,0,null,23.390883812364553]
[62755,"Prospero Solar","2020-06-30",2020,"ERCOT","TX",32.312520999999997,-102.87297100000001,5.4628148402000001,"PV","Thin-Film",378.9,303.60000000000002,1.2480237154150196,"Tracking","Single Axis",null,180,null,null,null,null,null,26.2065245061751,0,null,31.784065894667133]
[62249,"Misae Solar (Phase 1)","2020-01-31",2020,"ERCOT","TX",34.374631000000001,-100.105783,5.0768646118999996,"PV","c-Si",326.89999999999998,240,1.3620833333333333,"Tracking","Single Axis",null,181,null,null,null,null,null,20.742105970173601,0,null,25.983093129792639]
[62845,"ENGIE Long Draw Solar","2020-12-31",2020,"ERCOT","TX",32.741382999999999,-101.621801,5.3591904110000002,"PV","c-Si",287,225,1.2755555555555556,"Tracking","Single Axis",null,180,null,null,null,null,null,16.896678002688201,0]
[61962,"Holstein 1 Solar Farm","2020-06-30",2020,"ERCOT","TX",32.096680999999997,-100.172701,5.1245465753000001,"PV","c-Si",280,204.4,1.3698630136986301,"Tracking","Single Axis",null,180,null,null,null,null,null,26.699448863475801,0]
[61696,"Twiggs County Solar (GA Solar 4)","2020-09-30",2020,"Southeast (non-ISO)","GA",32.595891000000002,-83.497300999999993,4.6755757990999998,"PV","Thin-Film",261,204,1.2794117647058822,"Tracking","Single Axis",null,180,null,null,null,null,null,25.3384124455742,4.6192843298967396,25.195773066395212,30.669589739646284]
[62141,"Rambler","2020-06-30",2020,"ERCOT","TX",31.527151,-100.615071,5.1986869863000003,"PV","c-Si",266,200,1.33,"Tracking","Single Axis",null,180,null,null,null,null,null,28.7146727843175,0,null,33.689601964501122]
[63222,"Impact Solar 1","2020-12-31",2020,"ERCOT","TX",33.466510999999997,-95.371950999999996,4.5753837900000001,"PV","c-Si",260,198.5,1.3098236775818639,"Tracking","Single Axis",null,180,null,null,null,null,null,16.7961663011369,0,null,35.194750835412513]
[63859,"Golden Field Solar III (Rosamond Central)","2020-12-31",2020,"CAISO","CA",34.841251,-118.383441,5.7757949772000003,"PV","c-Si",240,192,1.25,"Tracking","Single Axis",null,180,null,null,null,null,null,"",""]
[61785,"Camilla Solar Energy Project (Southern Oak Solar Energy Center?)","2020-02-28",2020,"Southeast (non-ISO)","GA",31.282592999999999,-84.219024000000005,4.7808657533999996,"PV","c-Si",224,171.4,1.3068844807467912,"Tracking","Single Axis",null,180,null,null,null,null,null,22.789755004326299,5.4380135130853704]
[62014,"Highlander Solar Station 1 (part of Pleinmont facility)","2020-12-31",2020,"PJM","VA",38.251108000000002,-77.755436000000003,4.2301568493000001,"PV","c-Si",200.1,165,1.2127272727272727,"Tracking","Single Axis",null,180,null,null,null,null,null,"",""]
[60827,"Sun Streams 1","2020-01-31",2020,"CAISO","AZ",33.348841,-112.834801,5.8517682647999996,"PV","Thin-Film",199.2,158,1.2607594936708859,"Tracking","Single Axis",null,180,null,null,null,null,null,20.219899068417501,3.8494549868314998,42.594166446248039]
[61353,"Mount Signal Solar Farm II (MS2)","2020-01-31",2020,"CAISO","CA",32.668500999999999,-115.62920099999999,5.6630150685,"PV","Thin-Film",199.6,153.5,1.3003257328990228,"Tracking","Single Axis",null,180,null,null,null,null,null,19.372041574172801,3.39152037496281,null,60.522721900669154]
[63519,"CED Crane Solar (Fowler Ranch)","2020-06-30",2020,"ERCOT","TX",31.257501000000001,-102.320481,5.5080621005000001,"PV","c-Si",212.59280000000001,152.5,1.3940511475409836,"Tracking","Single Axis",null,180,null,null,null,null,null,21.712128018367601,0]
[62933,"Oberon IA","2020-07-30",2020,"ERCOT","TX",31.708970999999998,-102.692171,5.5451920091,"PV","c-Si",193,150,1.2866666666666666,"Tracking","Single Axis",null,164,null,null,null,null,null,27.214775261133799,0,null,27.904415545117665]
[63105,"Two Creeks Solar","2020-11-30",2020,"MISO","WI",44.253708000000003,-87.536845999999997,3.8029881279,"PV","c-Si",213,150,1.42,"Tracking","Single Axis",null,181,null,null,null,null,null,24.8223903667377,1.69384642415414,null,46.569487336123089]
[62015,"Mustang Two","2020-11-30",2020,"CAISO","CA",36.213531000000003,-119.892171,5.3183070776000001,"PV","c-Si",210,150,1.4,"Tracking","Single Axis",null,179,null,null,null,null,null,25.083277413257601,4.4767874236024197,28.330443857538935,27.887100607821289]
[60095,"NextEra Blythe Solar IV","2020-11-30",2020,"CAISO","CA",33.660170999999998,-114.73619100000001,5.7975968037000003,"PV","c-Si",154,137.4,1.1208151382823872,"Tracking","Single Axis",null,181,null,null,null,null,null,6.0938380946787101,4.4767874236024197,28.853208000148282]
[60094,"NextEra Blythe Solar III","2020-05-31",2020,"CAISO","CA",33.660564999999998,-114.73624700000001,5.7975968037000003,"PV","c-Si",154,137.4,1.1208151382823872,"Tracking","Single Axis",null,181,"PV+Storage",null,2021,115,460,24.5235624868223,4.4767874236024197]
[60777,"American Kings Solar","2020-12-31",2020,"CAISO","CA",36.241821000000002,-119.89715099999999,5.3183070776000001,"PV","Thin-Film",172.3,128,1.3460937500000001,"Tracking","Single Axis",null,180,"PV+Storage",null,null,null,500,"",""]
[62178,"Maverick Solar (Palen 1 Solar)","2020-12-31",2020,"CAISO","CA",33.699708999999999,-115.221825,5.8773703195999998,"PV","c-Si",173.4,125,1.3872,"Tracking","Single Axis",null,180,null,null,null,null,null,"",""]
[62470,"Cove Mountain Solar 2","2020-10-31",2020,"West (non-ISO)","UT",37.638601999999999,-113.637101,5.4006244291999996,"PV","Thin-Film",156.30000000000001,122,1.2811475409836066,"Tracking","Single Axis",null,180,null,null,null,null,null,17.156473673475698,14.046370858353299,23.230426115312707,30.779826745050158]
[63273,"Wagyu Solar","2020-08-31",2020,"ERCOT","TX",29.242304000000001,-95.658141000000001,4.6411465752999996,"PV","Thin-Film",162.4,120,1.3533333333333333,"Tracking","Single Axis",null,180,null,null,null,null,null,29.515621685239399,0,null,27.987874674049287]
[63351,"Bluebell Solar II","2020-12-31",2020,"ERCOT","TX",31.887710999999999,-100.837581,5.2773100457000002,"PV","Thin-Film",150,115,1.3043478260869565,"Tracking","Single Axis",null,180,null,null,null,null,null,16.9020942759165,0]
[63295,"Chicot Solar","2020-09-30",2020,"MISO","AR",33.477317999999997,-91.356046000000006,4.5752641553000002,"PV","c-Si",140,100,1.4,"Tracking","Single Axis",null,180,null,null,null,null,null,25.7407183689735,0.65065786869688202,28.197735863712953]
[62798,"Fern Solar (Moccasin Creek Solar)","2020-12-31",2020,"PJM","NC",36.014583000000002,-77.681635999999997,4.4350331049999996,"PV","c-Si",133.6,100,1.3359999999999999,"Tracking","Single Axis",null,180,null,null,null,null,null,"",""]
[64104,"Maverick Solar 4 (Palen Solar)","2020-12-31",2020,"CAISO","CA",33.699708999999999,-115.221825,5.8773703195999998,"PV","c-Si",135.9,100,1.359,"Tracking","Single Axis",null,180,null,null,null,null,null,"",""]
[62899,"East Line Solar","2020-12-31",2020,"West (non-ISO)","AZ",32.847031000000001,-111.565101,5.7683394977000004,"PV","Thin-Film",121.4,100,1.214,"Tracking","Single Axis",null,180,null,null,null,null,null,"",""]
[62812,"Milford Solar 1","2020-11-30",2020,"West (non-ISO)","UT",38.490667000000002,-113.0183,5.2347301369999997,"PV","Thin-Film",127.8,99,1.2909090909090908,"Tracking","Single Axis",null,180,null,null,null,null,null,18.777633063561399,14.046370858353299,null,33.859035487653713]
[61986,"Spring Grove I","2020-11-30",2020,"PJM","VA",37.173915999999998,-76.919251000000003,4.3264545661999998,"PV","c-Si",135.5,97.9,1.3840653728294177,"Tracking","Single Axis",null,181,null,null,null,null,null,23.716677429452801,10.006858746504401,null,44.95452166712645]
[62165,"SR Snipesville I","2020-12-31",2020,"Southeast (non-ISO)","GA",31.705476000000001,-82.741281999999998,4.7406657534000001,"PV","Thin-Film",122.8,86,1.4279069767441861,"Tracking","Single Axis",null,180,null,null,null,null,null,"",""]
[62813,"Grasshopper Solar (aka Chase City Solar)","2020-09-30",2020,"PJM","VA",36.816020999999999,-78.446421000000001,4.3606694063999996,"PV","c-Si",103.8,80,1.2974999999999999,"Tracking","Single Axis",null,180,null,null,null,null,null,22.5889068505548,10.006858746504401,null,42.711625883502549]
[63745,"Greensville Solar","2020-12-31",2020,"PJM","VA",36.643560999999998,-77.572001,4.3651890410999998,"PV",null,104,80,1.3,"Tracking","Single Axis",null,180,null,null,null,null,null,"",""]
[62177,"Desert Harvest, LLC","2020-12-31",2020,"CAISO","CA",33.798099999999998,-115.386736,5.8553680364999998,"PV","Thin-Film",114,80,1.425,"Tracking","Single Axis",null,180,null,null,null,null,null,"","",34.527728451375609]
[64169,"Albemarle Beach Solar","2020-12-31",2020,"PJM","NC",35.906680999999999,-76.636420999999999,4.3703442922000004,"PV","c-Si",150.6,80,1.8824999999999998,"Tracking","Single Axis",null,182,null,null,null,null,null,"",""]
[63271,"Huntley Solar","2020-04-30",2020,"Southeast (non-ISO)","SC",33.336818999999998,-80.633689000000004,4.6463940638999999,"PV","Thin-Film",100,75,1.3333333333333333,"Tracking","Single Axis",null,180,null,null,null,null,null,"","",null,41.500315243439232]
[62012,"Pleinmont Solar 1 (part of Pleinmont facility)","2020-10-31",2020,"PJM","VA",38.249370999999996,-77.749211000000003,4.2301568493000001,"PV","c-Si",99.6,75,1.3279999999999998,"Tracking","Single Axis",null,180,null,null,null,null,null,22.095933474292998,10.006858746504401]
[63810,"Centerfield Cooper Solar, LLC","2020-12-31",2020,"Southeast (non-ISO)","SC",34.703890999999999,-80.125675000000001,4.5446232877000003,"PV","c-Si",97.6,75,1.3013333333333332,"Tracking","Single Axis",null,180,null,null,null,null,null,"",""]
[63932,"Titan Solar 1 (CA)","2020-12-31",2020,"CAISO","CA",33.101433999999998,-115.999155,5.9190447489000002,"PV","c-Si",98,75,1.3066666666666666,"Tracking","Single Axis",null,180,null,null,null,null,null,"",""]
[62828,"TWE Bowman Solar Project","2020-05-31",2020,"Southeast (non-ISO)","SC",33.317244000000002,-80.677133999999995,4.6463940638999999,"PV","Thin-Film",101.9,74.97,1.3592103508069895,"Fixed Tilt","Fixed Tilt",null,180,null,null,null,null,null,"","",null,37.637807471232186]
[61011,"Chestnut Solar","2020-03-31",2020,"PJM","NC",36.180028,-77.712435999999997,4.4320954337999998,"PV","c-Si",100,74.900000000000006,1.3351134846461947,"Tracking","Single Axis",null,180,null,null,null,null,null,22.793892543019702,11.532114196015,null,45.090535987038422]
[61982,"Columbia Solar Power Plant","2020-03-31",2020,"Southeast (non-ISO)","FL",29.890028999999998,-82.685992999999996,4.7788278539000002,"PV","Thin-Film",105.6,74.900000000000006,1.4098798397863817,"Tracking","Single Axis",null,181,null,null,null,null,null,"","",null,37.183811427976195]
[62634,"FPL Babcock Preserve Solar Energy Center (not FPL Babcock Ranch)","2020-01-31",2020,"Southeast (non-ISO)","FL",26.856271,-81.725320999999994,5.0537132419999997,"PV","c-Si",114.7,74.5,1.5395973154362417,"Fixed Tilt","Fixed Tilt",20,180,null,null,null,null,null,20.640349876258298,33.848935942217899,null,33.551648033331603]
[62633,"FPL Twin Lakes Solar Energy Center","2020-01-31",2020,"Southeast (non-ISO)","FL",29.607481,-81.839343,4.7767835616000003,"PV","c-Si",96.5,74.5,1.2953020134228188,"Tracking","Single Axis",null,180,null,null,null,null,null,20.1823096470095,33.927214611720999,null,30.095267769032684]
[62645,"FPL Northern Preserve Solar Energy Center","2020-01-31",2020,"Southeast (non-ISO)","FL",30.232109000000001,-82.252514000000005,4.7477452055000002,"PV","c-Si",98.4,74.5,1.3208053691275168,"Fixed Tilt","Fixed Tilt",20,195,null,null,null,null,null,20.351259864356098,35.645485637419497,null,32.151092800636995]
[62394,"FPL Sweetbay Solar Energy Center","2020-01-31",2020,"Southeast (non-ISO)","FL",27.059871000000001,-80.475954000000002,4.9537511415999997,"PV","c-Si",99,74.5,1.3288590604026846,"Fixed Tilt","Fixed Tilt",20,180,null,null,null,null,null,20.614376564010598,37.764834454421802,null,31.862196220914107]
[62632,"FPL Cattle Ranch Solar Energy Center","2020-01-31",2020,"Southeast (non-ISO)","FL",27.334229000000001,-81.765303000000003,5.0543945204999998,"PV","c-Si",94.6,74.5,1.2697986577181208,"Tracking","Single Axis",null,180,null,null,null,null,null,20.401268850731999,36.924643327021201,null,27.302677448003212]
[62631,"FPL Blue Heron Solar Energy Center","2020-01-31",2020,"Southeast (non-ISO)","FL",26.701191999999999,-81.137052999999995,5.0594276255999997,"PV","c-Si",114.7,74.5,1.5395973154362417,"Fixed Tilt","Fixed Tilt",20,195,null,null,null,null,null,20.749862660959899,35.328276656615003,null,33.833933284079187]
[62750,"Little Manatee River Solar","2020-02-28",2020,"Southeast (non-ISO)","FL",27.679867999999999,-82.410640000000001,5.0823107305999997,"PV","Thin-Film",87.9,74.5,1.1798657718120806,"Tracking","Single Axis",null,180,null,null,null,null,null,"","",null,33.771411028868556]
[61667,"Wimauma Solar","2020-04-30",2020,"Southeast (non-ISO)","FL",27.734670999999999,-82.270259999999993,5.0073136986,"PV","Thin-Film",87.9,74.5,1.1798657718120806,"Tracking","Single Axis",null,180,null,null,null,null,null,"","",null,34.794089043983526]
[62490,"FPL Echo River Solar","2020-04-30",2020,"Southeast (non-ISO)","FL",30.296921000000001,-82.870520999999997,4.7636712329000002,"PV","c-Si",108.03,74.5,1.4500671140939598,"Tracking","Single Axis",null,181,null,null,null,null,null,20.057408125494,31.1568110913921,null,33.889292276536466]
[62491,"FPL Okeechobee Solar Energy Center","2020-04-30",2020,"Southeast (non-ISO)","FL",27.621721000000001,-80.785651000000001,4.9623426941000002,"PV","Thin-Film",111.75,74.5,1.5,"Fixed Tilt","Fixed Tilt",20,180,null,null,null,null,null,20.816520505362998,31.1568110913921,null,38.857747574251235]
[62493,"FPL Southfork Solar Energy Center","2020-04-30",2020,"Southeast (non-ISO)","FL",27.574952,-82.191601000000006,5.0013627853999996,"PV","c-Si",108.03,74.5,1.4500671140939598,"Tracking","Single Axis",null,180,null,null,null,null,null,20.6297498817503,31.1568110913921,null,32.233108232870762]
[62206,"FPL Hibiscus Solar Energy Center","2020-04-30",2020,"Southeast (non-ISO)","FL",26.758541000000001,-80.335510999999997,4.9453203196000004,"PV","Thin-Film",108.03,74.5,1.4500671140939598,"Fixed Tilt","Fixed Tilt",20,190,null,null,null,null,null,20.9629240885541,31.1568110913921,null,38.333177945572984]
[62542,"DeBary Solar Power Plant","2020-05-31",2020,"Southeast (non-ISO)","FL",28.897044000000001,-81.329502000000005,4.8624803652999997,"PV","c-Si",102.5,74.5,1.3758389261744965,"Fixed Tilt","Fixed Tilt",null,180,"PV+Fossil",null,null,null,null,"","",null,34.987487633021658]
[63582,"Harmony Solar","2020-06-30",2020,"Southeast (non-ISO)","FL",28.164560999999999,-81.102790999999996,4.9066406392999999,"PV","c-Si",115.5,74.5,1.5503355704697988,"Tracking","Single Axis",null,180,null,null,null,null,null,"","",29.722613228308674]
[63754,"Gulf Power Blue Indigo Solar Energy Center","2020-04-30",2020,"Southeast (non-ISO)","FL",30.877262000000002,-85.400649999999999,4.7417529680000001,"PV","c-Si",108,74.5,1.4496644295302012,"Tracking","Single Axis",null,180,null,null,null,null,null,23.716020683311399,4.6192843298967396]
[63583,"Taylor Creek Solar","2020-06-30",2020,"Southeast (non-ISO)","FL",28.509240999999999,-81.041121000000004,4.8680301369999999,"PV","c-Si",115.5,74.5,1.5503355704697988,"Tracking","Single Axis",null,180,null,null,null,null,null,"","",29.722613228308674]
[62925,"FPL Egret Solar Center","2020-12-31",2020,"Southeast (non-ISO)","FL",30.293240999999998,-82.185800999999998,4.7622837899999997,"PV","c-Si",93.8,74.5,1.2590604026845638,"Tracking","Single Axis",null,181,null,null,null,null,null,"","",null,29.532649530290122]
[62923,"FPL Union Springs Solar Center","2020-12-31",2020,"Southeast (non-ISO)","FL",29.999281,-82.297886000000005,4.7726335616000002,"PV","c-Si",93.8,74.5,1.2590604026845638,"Tracking","Single Axis",null,180,null,null,null,null,null,"","",null,29.824946780384117]
[62922,"FPL Lakeside Solar Center","2020-12-31",2020,"Southeast (non-ISO)","FL",27.219991,-80.741011,5.0518184931999999,"PV","c-Si",108,74.5,1.4496644295302012,"Fixed Tilt","Fixed Tilt",16,205,null,null,null,null,null,"","",null,31.838718389034558]
[62916,"FPL Trailside Solar Center","2020-12-31",2020,"Southeast (non-ISO)","FL",29.774986999999999,-81.427850000000007,4.8016776256,"PV","c-Si",93.8,74.5,1.2590604026845638,"Tracking","Single Axis",null,180,null,null,null,null,null,"","",null,29.804495911560075]
[62914,"FPL Nassau Solar Center","2020-12-31",2020,"Southeast (non-ISO)","FL",30.527000999999998,-81.893591000000001,4.7459426941,"PV","c-Si",93.8,74.5,1.2590604026845638,"Tracking","Single Axis",null,180,null,null,null,null,null,"","",null,31.390549794167285]
[62058,"SR Terrell","2020-09-30",2020,"Southeast (non-ISO)","GA",31.866530999999998,-84.357521000000006,4.7218426941000002,"PV","Thin-Film",105,74,1.4189189189189189,"Tracking","Single Axis",null,180,null,null,null,null,null,25.5655308244168,4.6192843298967396]
[63839,"Midlands Solar","2020-07-30",2020,"Southeast (non-ISO)","SC",33.654491,-80.954643000000004,4.5889536529999999,"PV","c-Si",101.6,72.099999999999994,1.4091539528432733,"Tracking","Single Axis",null,180,null,null,null,null,null,"",""]
[63548,"Lily Solar (SC)","2020-02-28",2020,"Southeast (non-ISO)","SC",33.094931000000003,-81.434839999999994,4.6525726027000003,"PV","c-Si",103,70,1.4714285714285715,"Tracking","Single Axis",null,183,null,null,null,null,null,"","",null,38.211932795532249]
[64103,"Desert Harvest II","2020-12-31",2020,"CAISO","CA",33.798352999999999,-115.366682,5.8553680364999998,"PV","Thin-Film",100,70,1.4285714285714286,"Tracking","Single Axis",null,180,"PV+Storage",null,2020,35,140,"",""]
[62495,"Palmer Solar","2020-04-30",2020,"West (non-ISO)","CO",38.632871999999999,-104.661575,5.0011926941000002,"PV","c-Si",81.5,60,1.3583333333333334,"Tracking","Single Axis",null,180,null,null,null,null,null,"","",24.63753916920032]
[62774,"Kellam Solar","2020-12-31",2020,"ERCOT","TX",32.476163999999997,-95.712199999999996,4.6395936073000001,"PV","c-Si",81,59.8,1.3545150501672241,"Tracking","Single Axis",null,180,null,null,null,null,null,16.140715637161598,0]
[62773,"Rippey Solar","2020-12-31",2020,"ERCOT","TX",33.552661000000001,-97.178661000000005,4.7534671233000001,"PV","c-Si",81,59.8,1.3545150501672241,"Tracking","Single Axis",null,180,null,null,null,null,null,-0.113415343349607,0]
[62469,"Cove Mountain Solar","2020-11-30",2020,"West (non-ISO)","UT",37.629190999999999,-113.626791,5.4006244291999996,"PV","Thin-Film",74.2,58,1.2793103448275862,"Tracking","Single Axis",null,180,null,null,null,null,null,18.6603376854518,14.046370858353299,19.657140528549462,33.916603596537378]
[63350,"Tanglewood Solar (OE_GA3)","2020-06-30",2020,"Southeast (non-ISO)","GA",31.194580999999999,-84.136180999999993,4.7725954338000003,"PV","Thin-Film",77,57.5,1.3391304347826087,"Tracking","Single Axis",null,180,null,null,null,null,null,22.194139965848098,4.8342656653884601,23.842103648585827,34.69223587112289]
[63860,"Encino Solar Energy Center","2020-07-30",2020,"West (non-ISO)","NM",35.356090999999999,-106.856801,5.5539020548,"PV","c-Si",66.7,55,1.2127272727272729,"Tracking","Single Axis",null,180,null,null,null,null,null,31.542279298886999,18.770137316934701]
[63906,"Turquoise Nevada (Turquoise 2)","2020-12-31",2020,"West (non-ISO)","NV",39.585830999999999,-119.52179099999999,5.2310636985999999,"PV","c-Si",61.16,54.6,1.1201465201465202,"Fixed Tilt","Fixed Tilt",null,180,null,null,null,null,null,"",""]
[59531,"Borden Solar Farm (Lotus Solar Farm)","2020-06-30",2020,"CAISO","CA",36.941251000000001,-119.96233100000001,5.2077817352000002,"PV","c-Si",67,50,1.34,"Tracking","Single Axis",null,180,null,null,null,null,null,29.2395396441994,4.4767874236024197]
[61646,"LA3 West Baton Rouge Solar Facility","2020-09-30",2020,"MISO","LA",30.465990999999999,-91.324000999999996,4.6533942921999998,"PV","c-Si",74.5,50,1.49,"Tracking","Single Axis",null,180,null,null,null,null,null,28.6224245501102,1.69384642415414,null,34.40409681965204]
[62465,"Little Bear Solar 5","2020-12-31",2020,"CAISO","CA",36.708961000000002,-120.396511,5.2717757991000003,"PV","Thin-Film",68.900000000000006,50,1.3780000000000001,"Tracking","Single Axis",null,180,null,null,null,null,null,"","",null,42.679336524785093]
[62440,"Techren Solar V","2020-12-31",2020,"West (non-ISO)","NV",35.899693999999997,-114.926301,5.4780166667000003,"PV","c-Si",65.400000000000006,50,1.3080000000000001,"Tracking","Single Axis",null,180,null,null,null,null,null,"","",24.329272480262663]
[62422,"Assembly Solar I","2020-12-31",2020,"MISO","MI",43.062786000000003,-83.944944000000007,3.7772933790000001,"PV","c-Si",72,50,1.44,"Tracking","Single Axis",null,180,null,null,null,null,null,"","",42.869422304828973,50.264790573315615]
[62464,"Little Bear Solar 4","2020-12-31",2020,"CAISO","CA",36.708750999999999,-120.414281,5.2840073059000003,"PV","Thin-Film",65.3,50,1.306,"Tracking","Single Axis",null,180,null,null,null,null,null,"","",null,42.572766149779476]
[62377,"Moody Air Force Base Solar","2020-06-30",2020,"Southeast (non-ISO)","GA",30.953030999999999,-83.219701000000001,4.7578200913000002,"PV","c-Si",66.2,49.5,1.3373737373737373,"Fixed Tilt","Fixed Tilt",20,180,null,null,null,null,null,25.157676625124498,4.6192843298967396,null,47.319823043796461]
[63667,"Sanford Solar","2020-11-30",2020,"ISO-NE","ME",43.387115999999999,-70.710185999999993,3.8326310501999998,"PV","c-Si",70.8,49.4,1.4331983805668016,"Tracking","Single Axis",null,180,null,null,null,null,null,33.278261382816602,9.6508994388416909,67.918921494659983]
[59870,"Little Bear Solar 1","2020-12-31",2020,"CAISO","CA",36.716180999999999,-120.414361,5.2840073059000003,"PV","Thin-Film",53.6,40,1.34,"Tracking","Single Axis",null,180,null,null,null,null,null,"","",null,42.572766149779476]
[63349,"Salome Solar (OE_AZ1, AZ Solar 1)","2020-01-31",2020,"West (non-ISO)","AZ",33.771211000000001,-113.654511,5.8105712329000001,"PV","Thin-Film",42,32.5,1.2923076923076924,"Tracking","Single Axis",null,180,null,null,null,null,null,"","",21.498338798626406,32.592997697947553]
[63084,"Caden Energix Hickory LLC (Hickory Solar Farm)","2020-08-31",2020,"PJM","VA",36.626170999999999,-76.191040999999998,4.3643353880999998,"PV","Thin-Film",40.299999999999997,32,1.2593749999999999,"Tracking","Single Axis",null,181,null,null,null,null,null,24.299132370176601,10.006858746504401,null,37.779226435039675]
[62932,"Oberon IB","2020-07-30",2020,"ERCOT","TX",31.694761,-102.687791,5.5428499999999996,"PV","c-Si",37.299999999999997,30,1.2433333333333332,"Tracking","Single Axis",null,164,null,null,null,null,null,30.749196668584599,0]
[63545,"Chevron - Lost Hills (Solar Star Lost Hills, Cahn Solar Plant)","2020-04-30",2020,"CAISO","CA",35.607756000000002,-119.700326,5.3507557078000003,"PV","c-Si",34,30,1.1333333333333333,"Tracking","Single Axis",null,180,"PV+Storage","Lithium-Ion",2021,10,20,22.316007032506199,4.4767874236024197]
[61932,"Techren Solar IV","2020-10-31",2020,"West (non-ISO)","NV",35.898051000000002,-114.929441,5.4780166667000003,"PV","c-Si",32.700000000000003,25,1.3080000000000001,"Tracking","Single Axis",null,180,null,null,null,null,null,22.889291547662999,7.94038692022907,27.837441245399287]
[61931,"Techren Solar III","2020-10-31",2020,"West (non-ISO)","NV",35.845790999999998,-114.969261,5.4780166667000003,"PV","c-Si",32.700000000000003,25,1.3080000000000001,"Tracking","Single Axis",null,180,null,null,null,null,null,23.106699399013301,7.94038692022907,27.837441245399287]
[64158,"Mechanicsville Solar (Hanover)","2020-09-30",2020,"PJM","VA",37.668520999999998,-77.198100999999994,4.2781465753000001,"PV","c-Si",35,25,1.4,"Tracking","Single Axis",null,181,null,null,null,null,null,24.662331558687001,10.006858746504401]
[62669,"Gaston Solar Power Plant","2020-12-31",2020,"Southeast (non-ISO)","NC",35.321609000000002,-81.342443000000003,4.5234059360999996,"PV","c-Si",36.299999999999997,25,1.452,"Fixed Tilt","Fixed Tilt",20,180,null,null,null,null,null,"",""]
[64211,"Baxley (Appling Solar Farm)","2020-12-31",2020,"Southeast (non-ISO)","GA",31.878321,-82.332211000000001,4.7269616438000002,"PV","c-Si",37,25,1.48,"Tracking","Single Axis",null,180,null,null,null,null,null,"",""]
[62594,"Ruff Solar (Ruff Solar Sol Systems)","2020-07-30",2020,"Southeast (non-ISO)","NC",35.293621000000002,-81.778581000000003,4.5291230593999998,"PV","c-Si",31.8,22,1.4454545454545455,"Tracking","Single Axis",null,180,null,null,null,null,null,26.195606784702601,3.7836339758623398,null,47.77257236998225]
[62993,"Johnson Corner Solar 1","2020-04-30",2020,"SPP","KS",37.550566000000003,-101.792821,5.0514920091000004,"PV","c-Si",27.5,20,1.375,"Tracking","Single Axis",null,178,null,null,null,null,null,24.414089075846,29.158246722961099,null,41.914522190297305]
[63786,"Ben Moreell Solar Farm","2020-01-31",2020,"PJM","NJ",40.276811000000002,-74.096241000000006,4.0130954338000002,"PV","c-Si",28.5,20,1.425,"Fixed Tilt","Fixed Tilt",20,180,null,null,null,null,null,20.6092025754029,19.772993853847002]
[62991,"Whitetail Solar 3 (aka St Thomas Township Solar)","2020-08-31",2020,"PJM","PA",39.884850999999998,-77.770550999999998,3.9674936072999998,"PV","c-Si",27,20,1.35,"Tracking","Single Axis",null,180,null,null,null,null,null,23.275183411234298,9.9522099879546193,null,45.174246823814826]
[62990,"Whitetail Solar 2 (aka St. Thomas Township Solar Facility II)","2020-09-30",2020,"PJM","PA",39.897041000000002,-77.815521000000004,3.9484276255999999,"PV","c-Si",27,20,1.35,"Tracking","Single Axis",null,180,null,null,null,null,null,24.163243352785202,9.9522099879546193,null,45.413778144360698]
[63814,"SR Odom","2020-11-30",2020,"Southeast (non-ISO)","GA",31.071431,-83.595791000000006,4.7769641553,"PV","Thin-Film",30,20,1.5,"Tracking","Single Axis",null,180,null,null,null,null,null,26.151605773488601,4.6192843298967396,21.502748501784545]
[62463,"Little Bear Solar 3","2020-12-31",2020,"CAISO","CA",36.716151000000004,-120.400761,5.2840073059000003,"PV","Thin-Film",27.5,20,1.375,"Tracking","Single Axis",null,180,null,null,null,null,null,"","",null,42.572766149779476]
[62011,"Richmond Spider Solar (part of Pleinmont facility)","2020-12-31",2020,"PJM","VA",38.257120999999998,-77.771061000000003,4.2301568493000001,"PV","c-Si",24.2,20,1.21,"Tracking","Single Axis",null,180,null,null,null,null,null,"",""]
[63322,"Temperance Solar","2020-12-31",2020,"MISO","MI",41.753351000000002,-83.523630999999995,3.8539075342000002,"PV","c-Si",29.6,20,1.48,"Tracking","Single Axis",null,180,null,null,null,null,null,"",""]
[63321,"Bingham Solar","2020-12-31",2020,"MISO","MI",43.012540999999999,-84.527800999999997,3.7928139269000001,"PV","c-Si",29.4,20,1.47,"Tracking","Single Axis",null,180,null,null,null,null,null,"",""]
[64307,"New Orleans Solar Station","2020-08-30",2020,"MISO","LA",30.015018999999999,-89.917856999999998,4.6534623287999999,"PV","c-Si",27,20,1.35,"Fixed Tilt","Fixed Tilt",20,180,null,null,null,null,null,23.670762676228101,0.58701205886854402]
[63087,"Caden Energix Rives Road Solar","2020-05-31",2020,"PJM","VA",37.174816,-77.337241000000006,4.3317657534,"PV","Thin-Film",20.9,19.7,1.0609137055837563,"Tracking","Single Axis",null,181,null,null,null,null,null,25.264944206063198,10.006858746504401]
[63592,"Nutmeg Solar","2020-12-31",2020,"ISO-NE","CT",41.974794000000003,-72.510830999999996,3.8354856164000002,"PV","c-Si",31.6,19.600000000000001,1.6122448979591837,"Fixed Tilt","Fixed Tilt",25,180,null,null,null,null,null,"","",83.372449066471816,54.246037716985988]
[59518,"Grandy PV 1","2020-02-28",2020,"PJM","NC",36.233942999999996,-75.880018000000007,4.4227954338000002,"PV","Thin-Film",25,18,1.3888888888888888,"Fixed Tilt","Fixed Tilt",null,182,null,null,null,null,null,23.493580983004001,11.1778647027771]
[63388,"Oxy Renewable Energy - Goldsmith","2020-05-31",2020,"ERCOT","TX",32.002791000000002,-102.62671400000001,5.5300589040999997,"PV","Thin-Film",19.5,16.8,1.1607142857142856,"Tracking","Single Axis",null,180,null,null,null,null,null,26.058243074631001,0]
[60998,"Underwood PV2","2020-10-31",2020,"PJM","NC",36.410021,-77.047601,4.3886335615999998,"PV","c-Si",20,16,1.25,"Fixed Tilt","Fixed Tilt",null,181,null,null,null,null,null,20.9554370576118,10.006858746504401]
[59996,"Boykin PV1","2020-12-31",2020,"Southeast (non-ISO)","NC",35.112431000000001,-78.752341000000001,4.5056550228000001,"PV","c-Si",20,16,1.25,"Tracking","Single Axis",null,180,null,null,null,null,null,22.888225358449201,3.7836339758623398]
[63083,"Caden Energix Pamplin","2020-07-30",2020,"PJM","VA",37.329360999999999,-78.765911000000003,4.313386758,"PV","Thin-Film",19.8,15.7,1.2611464968152868,"Tracking","Single Axis",null,180,null,null,null,null,null,26.335170867627099,10.006858746504401,null,43.43310195450568]
[61854,"Baker City Solar (aka Sutton Creek)","2020-02-28",2020,"West (non-ISO)","OR",44.702092999999998,-117.76341600000001,4.3176739725999997,"PV","c-Si",19,15,1.2666666666666666,"Tracking","Single Axis",null,182,null,null,null,null,null,"",""]
[63746,"Myrtle Solar","2020-06-30",2020,"PJM","VA",36.792811,-76.665751,4.3490769405999998,"PV","c-Si",20.8,15,1.3866666666666667,"Tracking","Single Axis",null,195,null,null,null,null,null,26.209375498431399,10.006858746504401]
[64097,"Electric City Solar","2020-12-31",2020,"PJM","MI",41.765531000000003,-85.424621999999999,3.8304668949999998,"PV","c-Si",18.899999999999999,15,1.26,"Tracking","Single Axis",null,180,null,null,null,null,null,"",""]
[63768,"Elk Hill Solar 2 (aka Upton)","2020-12-31",2020,"PJM","PA",39.799588999999997,-77.81156,3.9869680365,"PV","c-Si",17.5,15,1.1666666666666667,"Tracking","Single Axis",null,180,null,null,null,null,null,"","",24.156762396383648,42.74242187213212]
[63280,"AES Kekaha Solar (PMRF Solar, Barking Sands)","2020-03-31",2020,"HI","HI",21.994880999999999,-159.75945100000001,5.7353095889999999,"PV","c-Si",19.3,14,1.3785714285714286,"Tracking","Single Axis",null,180,"PV+Storage",null,2020,14,70,"",""]
[63077,"Twittys Creek Solar","2020-12-31",2020,"PJM","VA",37.023181000000001,-78.581040999999999,4.3406691780999997,"PV","c-Si",17.399999999999999,13.8,1.2608695652173911,"Tracking","Single Axis",null,180,null,null,null,null,null,"",""]
[62988,"Wildflower Solar 1","2020-12-31",2020,"West (non-ISO)","CA",38.704321,-121.479151,5.0360139268999999,"PV","c-Si",16.5,13.695,1.2048192771084336,"Tracking","Single Axis",null,180,null,null,null,null,null,"","",36.628212164999013,36.933860894879466]
[63451,"Monroe Solar Farm (Hoffman Station Road Solar)","2020-07-30",2020,"PJM","NJ",40.314250999999999,-74.424470999999997,3.9714148402,"PV","c-Si",14.9,13,1.1461538461538461,"Fixed Tilt","Fixed Tilt",15,180,null,null,null,null,null,19.323487868613402,20.286737131663699]
[63965,"Danville Farm","2020-11-30",2020,"PJM","VA",36.592261000000001,-79.297841000000005,4.3585666666999998,"PV","Thin-Film",15.9,12,1.325,"Tracking","Single Axis",null,180,null,null,null,null,null,22.9648984226998,11.8281142342026,null,46.076650726155933]
[62346,"Trask East Solar","2020-12-31",2020,"Southeast (non-ISO)","SC",32.470801000000002,-80.751362,4.7326472603000003,"PV","c-Si",17,12,1.4166666666666667,"Tracking","Single Axis"," ",180,null,null,null,null,null,"",""]
[63893,"GD Hopkinton Main I","2020-11-30",2020,"ISO-NE","RI",41.438941,-71.778250999999997,3.9226132420000002,"PV","c-Si",13.1,10.6,1.2358490566037736,"Fixed Tilt","Fixed Tilt",20,180,null,null,null,null,null,31.279402463029999,8.0913467015434399]
[64079,"Catan Solar","2020-12-31",2020,"ERCOT","TX",28.871642000000001,-97.696940999999995,4.7589538813000001,"PV","Thin-Film",13.5,10,1.35,"Tracking","Single Axis",null,180,null,null,null,null,null,18.0549249110869,0]
[63331,"Firwood Solar","2020-02-28",2020,"West (non-ISO)","OR",45.379421000000001,-122.231672,3.4777038813000001,"PV","c-Si",15.2,10,1.52,"Tracking","Single Axis",null,179,null,null,null,null,null,"",""]
[63330,"Duus Solar (Pollinator Solar) ","2020-02-28",2020,"West (non-ISO)","OR",45.318362,-122.330901,3.5412917808,"PV","c-Si",15.2,10,1.52,"Tracking","Single Axis",null,179,null,null,null,null,null,"",""]
[63926,"Fort Rock IV (Obsidian Solar Energy Center)","2020-06-30",2020,"West (non-ISO)","OR",43.395071000000002,-120.951751,4.6202906393000003,"PV","c-Si",15.1,10,1.51,"Tracking","Single Axis",null,180,null,null,null,null,null,"",""]
[63796,"West Hines Solar I","2020-06-30",2020,"West (non-ISO)","OR",43.503270999999998,-119.14894099999999,4.5844164383999999,"PV","c-Si",15.34464,10,1.5344640000000001,"Tracking","Single Axis",null,181,null,null,null,null,null,"",""]
[63795,"Alkali Solar","2020-06-30",2020,"West (non-ISO)","OR",43.318731,-121.0047711,4.6536655251000001,"PV","c-Si",15.137279999999999,10,1.513728,"Tracking","Single Axis",null,180,null,null,null,null,null,"",""]
[63779,"Rock Garden Solar","2020-06-30",2020,"West (non-ISO)","OR",43.395161000000002,-120.952201,4.6202906393000003,"PV","c-Si",14.9,10,1.49,"Tracking","Single Axis",null,180,null,null,null,null,null,"",""]
[63778,"Suntex Solar","2020-07-30",2020,"West (non-ISO)","OR",43.553486999999997,-119.68710900000001,4.5749527396999996,"PV","c-Si",15.3,10,1.53,"Tracking","Single Axis",null,180,null,null,null,null,null,"",""]
[63925,"Riley","2020-07-30",2020,"West (non-ISO)","OR",43.556730999999999,-119.67723599999999,4.5749527396999996,"PV","c-Si",15.3,10,1.53,"Tracking","Single Axis",null,180,null,null,null,null,null,"",""]
[63520,"PA Solar Park II","2020-01-31",2020,"PJM","PA",40.860371000000001,-75.852331000000007,3.8493595890000001,"PV","c-Si",11.5,10,1.1499999999999999,"Fixed Tilt","Fixed Tilt",25,180,null,null,null,null,null,19.320528562415699,12.058242262640899]
[61200,"OR Solar 2 (Agate Bay Solar)","2020-10-31",2020,"West (non-ISO)","OR",42.521841000000002,-122.828031,4.4900844748999997,"PV","c-Si",12.8,10,1.28,"Tracking","Single Axis",null,180,null,null,null,null,null,"",""]
[62912,"Solar Hagerstown (aka Holcim Hagerstown)","2020-11-30",2020,"PJM","MD",39.647770999999999,-77.678021000000001,4.0336531963000004,"PV","c-Si",13.22,10,1.3220000000000001,"Tracking","Single Axis",null,180,null,null,null,null,null,24.803396429242898,9.9522099879546193,null,53.416682098039509]
[62353,"Yemassee Solar","2020-12-31",2020,"Southeast (non-ISO)","SC",32.708227000000001,-80.911107000000001,4.6516655251000003,"PV","c-Si",14.2,10,1.42,"Tracking","Single Axis"," ",180,null,null,null,null,null,"",""]
[63636,"Fort Rock Solar I (Obsidian Solar Energy Center)","2020-03-31",2020,"West (non-ISO)","OR",43.318184000000002,-121.005162,4.6536655251000001,"PV","c-Si",14.9,9.9,1.505050505050505,"Tracking","Single Axis",null,180,null,null,null,null,null,"",""]
[62793,"Crawfordsville 5 Solar Park","2020-09-30",2020,"MISO","IN",40.013241000000001,-86.858690999999993,3.9820675798999998,"PV","c-Si",13.234999999999999,9.8000000000000007,1.3505102040816326,"Tracking","Single Axis",null,180,null,null,null,null,null,25.866994639321099,0.63779727774352102,null,47.290539062945001]
[63503,"Lakehurst Solar","2020-03-31",2020,"PJM","NJ",40.024847999999999,-74.310820000000007,4.0054036530000001,"PV","c-Si",14.4,9.6,1.5,"Fixed Tilt","Fixed Tilt",20,180,null,null,null,null,null,19.901380140886602,24.108897324786799]
[63566,"HWY 158 PV","2020-10-31",2020,"PJM","NC",36.424171000000001,-77.074510000000004,4.3886335615999998,"PV","c-Si",12,9,1.3333333333333333,"Tracking","Single Axis",null,180,null,null,null,null,null,21.156029166524799,10.006858746504401]
[64080,"Dane County Airport Solar","2020-12-31",2020,"MISO","WI",43.160590999999997,-89.327357000000006,3.8425271688999998,"PV","c-Si",11.4,9,1.2666666666666666,"Tracking","Single Axis",null,180,null,null,null,null,null,"","",null,52.334480721597778]
[63149,"Franklin Solar","2020-01-31",2020,"PJM","NJ",40.725121000000001,-75.059590999999998,3.9165029680000001,"PV","c-Si",9.9967500000000005,8.8000000000000007,1.1359943181818182,"Fixed Tilt","Fixed Tilt",25,180,null,null,null,null,null,19.006874890252298,20.7630438283398,null,78.564823461315484]
[63416,"Sierra Pacific Industries (2042-RD)","2020-05-31",2020,"CAISO","CA",40.121566999999999,-122.193089,4.9518714611999997,"PV","c-Si",11.03,8.4,1.3130952380952379,"Fixed Tilt","Fixed Tilt",25,181,null,null,null,null,null,27.6393837424765,4.4767874236024197,null,41.024450112557666]
[63150,"Pohatcong Solar Farm","2020-01-31",2020,"PJM","NJ",40.669742999999997,-75.164835999999994,3.9320136986000001,"PV","c-Si",9.9930000000000003,8,1.249125,"Fixed Tilt","Fixed Tilt",25,180,null,null,null,null,null,18.943002466722401,20.043981608617099,null,81.527949662883628]
[61918,"Blackville Solar Farm, LLC","2020-12-31",2020,"Southeast (non-ISO)","SC",33.348545000000001,-81.264106999999996,4.6337719177999999,"PV","c-Si",10.050000000000001,7.2,1.3958333333333335,"Tracking","Single Axis",null,160,null,null,null,null,null,"",""]
[62766,"Scottsburg Solar Park","2020-10-31",2020,"MISO","IN",38.661999000000002,-85.785539999999997,4.1153477168999997,"PV","c-Si",9.7479999999999993,7.1,1.3729577464788731,"Tracking","Single Axis",null,190,null,null,null,null,null,23.440480180942799,0.63846774548165397]
[62791,"Richmond Solar Park 4","2020-10-31",2020,"PJM","IN",39.864207999999998,-84.928332999999995,3.9641847031999999,"PV","c-Si",9.343,7.05,1.3252482269503547,"Tracking","Single Axis",null,180,null,null,null,null,null,20.9805464483881,11.8281142342026]
[63973,"Cardinal Solar","2020-12-31",2020,"Southeast (non-ISO)","SC",34.199824,-79.385859999999994,4.5947945204999998,"PV","c-Si",10.1,7.02,1.4387464387464388,"Tracking","Single Axis",null,null,null,null,null,null,null,"",""]
[64525,"Troupsburg","2020-12-31",2020,"NYISO","NY",42.025531999999998,-77.557207000000005,3.7473043379000002,"PV","c-Si",8.6999999999999993,7,1.2428571428571427,"Fixed Tilt","Fixed Tilt",30,180,null,null,null,null,null,26.547643223944402,5.1705737776022804,null,44.880853294174393]
[63136,"Hopkins Hill CSG","2020-11-30",2020,"ISO-NE","RI",41.615730999999997,-71.568071000000003,3.8928730593999998,"PV","c-Si",9.6,6.68,1.437125748502994,"Fixed Tilt","Fixed Tilt",25,180,null,null,null,null,null,31.069419602068699,8.0913467015434399]
[63452,"Solvay Solar (West Deptford Solar Farm)","2020-01-31",2020,"PJM","NJ",39.848571,-75.210211000000001,4.0214910959000001,"PV","c-Si",7.9,6.5,1.2153846153846155,"Tracking","Single Axis",null,161,null,null,null,null,null,18.0669925831995,18.958486402871401]
[63756,"Omtanke Solar","2020-03-31",2020,"Southeast (non-ISO)","SC",33.132131000000001,-80.262390999999994,4.6213303653000004,"PV","c-Si",8.5,6.5,1.3076923076923077,"Fixed Tilt","Fixed Tilt",20,200,null,null,null,null,null,"",""]
[62332,"Blue Star (Part of Phoenix Solar Portfolio)","2020-03-31",2020,"PJM","MD",39.313524999999998,-75.831286000000006,4.1143070776000004,"PV","c-Si",7.7,6,1.2833333333333334,"Tracking","Single Axis",null,181,null,null,null,null,null,22.9643086558163,20.6162311437676,null,39.355828931917515]
[64152,"SR Rattlesnake II (Rattlesnake II Solar Farm)","2020-12-31",2020,"West (non-ISO)","CO",40.183891000000003,-104.691361,4.8135070775999997,"PV","Thin-Film",8.9,6,1.4833333333333334,"Tracking","Single Axis",null,180,null,null,null,null,null,"",""]
[62211,"Denmark Solar","2020-12-31",2020,"Southeast (non-ISO)","SC",33.349375999999999,-81.142088999999999,4.6267253425000003,"PV","c-Si",8.6,6,1.4333333333333333,"Tracking","Single Axis"," ",180,null,null,null,null,null,"",""]
[63341,"Owlville Creek Solar","2020-12-31",2020,"NYISO","NY",43.078701000000002,-75.782881000000003,3.6631739726000001,"PV","c-Si",6.7232700000000003,5.0010000000000003,1.3443851229754049,"Tracking","Single Axis",null,180,null,null,null,null,null,"",""]
[63340,"Owlville Creek Solar 2","2020-12-31",2020,"NYISO","NY",43.078280999999997,-75.777511000000004,3.6631739726000001,"PV","c-Si",6.4735199999999997,5.0010000000000003,1.2944451109778043,"Tracking","Single Axis",null,180,null,null,null,null,null,"",""]
[63499,"Choctaw Nation Solar Farm","2020-07-30",2020,"SPP","OK",33.971291000000001,-96.434040999999993,4.6402262557,"PV","c-Si",6.1,5.0010000000000003,1.2197560487902419,"Tracking","Single Axis",null,180,null,null,null,null,null,42.333764994507497,29.158246722961099]
[63500,"Chickasaw Nation Solar Farm","2020-07-30",2020,"SPP","OK",34.478940999999999,-97.105951000000005,4.6662668949999997,"PV","c-Si",6.1,5.0010000000000003,1.2197560487902419,"Tracking","Single Axis",null,180,null,null,null,null,null,29.915133294916401,29.158246722961099]
[62731,"Middleton Municipal Airport Solar (Morey Field)","2020-07-30",2020,"MISO","WI",43.116259999999997,-89.532449999999997,3.8450328766999999,"PV","c-Si",6.3,5.0010000000000003,1.2597480503899219,"Tracking","Single Axis",null,180,null,null,null,null,null,25.2631745496689,1.69384642415414,null,52.296888448109968]
[64014,"28 Livermore Hill Road Solar","2020-06-30",2020,"ISO-NE","MA",42.551417000000001,-71.949832999999998,3.8039949771999999,"PV","c-Si",6.36714,5.0010000000000003,1.2731733653269346,"Fixed Tilt","Fixed Tilt",20,180,"PV+Storage",null,2020,2.2400000000000002,null,24.046504235753101,7.8608010041598098]
[62999,"Finchville Solar Hybrid CSG","2020-10-31",2020,"NYISO","NY",41.455280999999999,-74.549380999999997,3.8437536529999998,"PV","c-Si",6.8141249999999998,5.0010000000000003,1.3625524895020995,"Fixed Tilt","Fixed Tilt",25,220,"PV+Storage","Lithium-Ion",2020,1.92,null,23.021336485691201,6.1449618301296303]
[64432,"Breckenridge Solar","2020-11-30",2020,"ISO-NE","MA",42.174790999999999,-72.311261999999999,3.8037358446999998,"PV","c-Si",5.4,5.0010000000000003,1.0797840431913617,"Fixed Tilt","Fixed Tilt",25,180,"PV+Storage","LIB",2020,2.2000000000000002,4.7,31.1992225177856,8.0330875704825502]