{"text_format":"1","workbook":"xlsx","n_sheets":44,"sheets":["Introduction","Table of Contents","Regional Definitions","PV Capacity by Sector","Capacity Additions by Type","State Solar Market Penetration","Solar Capacity&Generation by BA","PV Capacity by Region","PV+Storage Capacity by Region","PV Capacity by Technology","PV Capacity by Develop-Offtaker","PV Irradiance","PV ILR","CapEx Trend (PV-only)","CapEx by Size (PV-only)","CapEx Trend by Mount Type (PV)","CapEx Trend by Region (PV only)","CapEx Trend by State (PV only)","PV+Storage CapEx","CSP CapEx","O&M Cost Time Trend","O&M Cost by Project Age","CF by GHI, Mount, ILR","CF by Region","CF by Project Vintage","CF for CSP Plants","PPA Price by Project (PV only)","PPA Price for CSP Plants","Annual Average PPA Price","LevelTen Solar PPA Prices","PV+Battery Hybrid PPA Price","LCOE of Utility-Scale PV","LCOE vs. PPA Price","PV & Wind PPAs vs. Gas","Recent PV PPAs vs. Gas Forecast","PV Curtailment","Energy and Capacity Value","Solar Value vs. PPA Prices","Value Factor vs. Penetration","Value Difference vs. Flat Block","All Capacity in Queues","Solar GW in Queues by Region","All Hybrid Capacity in Queues","Individual_Project_Data"],"not_rendered":{"charts":78,"images":20,"macros":1,"external_links":0,"defined_names":3,"comments":5,"pivot_tables":0},"unopened":[],"bounds":{"document_bytes":16777216,"sheet_cells":100000,"rows_first":2000,"rows_last":500,"rows_between":2000,"halvings":0,"cell_chars":16384,"cell_head_chars":4096},"cells_cut":0,"cells_raw":0,"read":"whole","date_system":"1900"}

{"sheet":"Introduction","index":0,"n_rows":51,"n_cols":6,"rows_kept":51,"cut":false,"hidden":false,"merged":[[45,0,45,18],[50,0,50,18],[42,0,42,18],[29,0,29,18],[30,0,30,18]]}
[]
[]
[]
[]
[]
[]
[]
[]
[]
[]
[]
[null,null,null,null,null,"Utility-Scale Solar, 2022 Edition"]
[]
[null,null,null,null,null,"Mark Bolinger1, Joachim Seel1, Cody Warner,  Dana Robson"]
[]
[]
[null,null,null,null,null,"Lawrence Berkeley National Laboratory "]
[null,null,null,null,null,"1 Corresponding authors"]
[]
[null,null,null,null,null,"September 2022"]
[]
[]
[]
[null,null,null,null,null,"For additional details and related products, see: utilityscalesolar.lbl.gov"]
[]
[null,null,null,null,null,"Contact the corresponding authors: Mark Bolinger (mabolinger@lbl.gov) and Joachim Seel (jseel@lbl.gov)"]
[]
["Photo source: Enel Green Power - Roadrunner Solar Project"]
[]
["Purpose, Scope, and Data"]
["Summarize publicly available data on key trends in the U.S. utility-scale solar power sector.  Focus on ground-mounted projects >5 MWAC in size (projects below this capacity threshold, as well as rooftop projects, are covered under LBNL's Tracking the Sun series). Focus on historical data, with some emphasis on the most recent year. Data sources include EIA, FERC, SEC, trade press, developers/owners."]
[]
["Outline of Data File"]
["•  Deployment and technology trends"]
["•  Installed costs"]
["•  Performance (capacity factors)"]
["•  Power purchase agreement (PPA) prices and LCOE"]
["•  Wholesale market value"]
["•  PV, PV+battery, and concentrating solar thermal power (CSP) plants"]
["•  Capacity in interconnection queues"]
[]
["Acknowledgments"]
["This material is based upon work supported by the U.S. Department of Energy’s Office of Energy Efficiency and Renewable Energy (EERE) under Solar Energy Technologies Office (SETO) Agreement Number 38444 and Contract No. DE-AC02-05CH11231. The authors thank Ammar Qusaibaty, Juan Botero, Michele Boyd, and Becca Jones-Albertus of the U.S. Department of Energy Solar Energy Technologies Office for supporting this work. The authors are solely responsible for any omissions or errors contained herein."]
[]
["Disclaimer "]
["This document was prepared as an account of work sponsored by the United States Government. While this document is believed to contain correct information, neither the United States Government nor any agency thereof, nor The Regents of the University of California, nor any of their employees, makes any warranty, express or implied, or assumes any legal responsibility for the accuracy, completeness, or usefulness of any information, apparatus, product, or process disclosed, or represents that its use would not infringe privately owned rights. Reference herein to any specific commercial product, process, or service by its trade name, trademark, manufacturer, or otherwise, does not necessarily constitute or imply its endorsement, recommendation, or favoring by the United States Government or any agency thereof, or The Regents of the University of California. The views and opinions of authors expressed herein do not necessarily state or reflect those of the United States Government or any agency thereof, or The Regents of the University of California."]
[]
["Ernest Orlando Lawrence Berkeley National Laboratory is an equal opportunity employer. "]
[]
["Copyright Notice "]
["This manuscript has been authored by an author at Lawrence Berkeley National Laboratory under Contract No. DE-AC02-05CH11231 with the U.S. Department of Energy. The U.S. Government retains, and the publisher, by accepting the article for publication, acknowledges, that the U.S. Government retains a non-exclusive, paid-up, irrevocable, worldwide license to publish or reproduce the published form of this manuscript, or allow others to do so, for U.S. Government purposes."]

{"sheet":"Table of Contents","index":1,"n_rows":47,"n_cols":3,"rows_kept":47,"cut":false,"hidden":false,"merged":[]}
[]
[null,"Table of Contents"]
[]
[null,"#","Sheet Name"]
[null,1,"Introduction"]
[null,2,"Regional Definitions"]
[null,3,"PV Capacity by Sector"]
[null,4,"Capacity Additions by Type"]
[null,5,"State Solar Market Penetration"]
[null,6,"Solar Capacity&Generation by BA"]
[null,7,"PV Capacity by Region"]
[null,8,"PV+Storage Capacity by Region"]
[null,9,"PV Capacity by Technology"]
[null,10,"PV Capacity by Develop-Offtaker"]
[null,11,"PV Irradiance"]
[null,12,"PV ILR"]
[null,13,"CapEx Trend (PV-only)"]
[null,14,"CapEx by Size (PV-only)"]
[null,15,"CapEx Trend by Mount Type (PV)"]
[null,16,"CapEx Trend by Region (PV only)"]
[null,17,"CapEx Trend by State (PV only)"]
[null,18,"PV+Storage CapEx"]
[null,19,"CSP CapEx"]
[null,20,"O&M Cost Time Trend"]
[null,21,"O&M Cost by Project Age"]
[null,22,"CF by GHI, Mount, ILR"]
[null,23,"CF by Region"]
[null,24,"CF by Project Vintage"]
[null,25,"CF for CSP Plants"]
[null,26,"PPA Price by Project (PV only)"]
[null,27,"PPA Price for CSP Plants"]
[null,28,"Annual Average PPA Price"]
[null,29,"LevelTen Solar PPA Prices"]
[null,30,"PV+Battery Hybrid PPA Price"]
[null,31,"LCOE of Utility-Scale PV"]
[null,32,"LCOE vs. PPA Price"]
[null,33,"PV & Wind PPAs vs. Gas"]
[null,34,"Recent PV PPAs vs. Gas Forecast"]
[null,35,"PV Curtailment"]
[null,36,"Energy and Capacity Value"]
[null,37,"Solar Value vs. PPA Prices"]
[null,38,"Value Factor vs. Penetration"]
[null,39,"Value Difference vs. Flat Block"]
[null,40,"All Capacity in Queues"]
[null,41,"Solar GW in Queues by Region"]
[null,42,"All Hybrid Capacity in Queues"]
[null,43,"Individual_Project_Data"]

{"sheet":"Regional Definitions","index":2,"n_rows":32,"n_cols":1,"rows_kept":32,"cut":false,"hidden":false,"merged":[]}
["Regional boundaries overlaid on a map of average annual global horizontal irradiance (GHI)"]
[]
[]
[]
[]
[]
[]
[]
[]
[]
[]
[]
[]
[]
[]
[]
[]
[]
[]
[]
[]
[]
[]
[]
[]
[]
[]
[]
[]
[]
[]
["Sources: National Renewable Energy Laboratory (NREL)"]

{"sheet":"PV Capacity by Sector","index":3,"n_rows":54,"n_cols":9,"rows_kept":54,"cut":false,"hidden":false,"merged":[[26,0,27,0],[26,1,26,2],[26,3,26,4],[26,5,26,6],[26,7,26,8]]}
["Historical and projected PV and CSP capacity by sector in the United States"]
[]
[]
[]
[]
[]
[]
[]
[]
[]
[]
[]
[]
[]
[]
[]
[]
[]
[]
[]
[]
[]
["Sources: Total U.S. PV capacity additions are based on Wood Mackenzie and SEIA (2010 - 2021), IREC's data collection, LBNL's Tracking the Sun Database and LBNL's Utility-Scale Solar Database. "]
["Note: Wood Mackenzie and SEIA's definition of utility-scale PV capacity differs from LBNL both in size threshholds and treatment of project phase completion. "]
["We used Woodmac's 2022.03 projection assuming an ITC extension of the Build Back Better bill."]
[]
["Installation Year","Residential PV ",null,"Commercial PV",null,"Utility PV",null,"Utility CSP"]
[null,"Annual \nCapacity MWDC","Cumulative \nCapacity MWDC","Annual \nCapacity MWDC","Cumulative \nCapacity MWDC","Annual \nCapacity MWDC","Cumulative \nCapacity MWDC","Annual \nCapacity MWAC","Cumulative \nCapacity MWAC"]
[2007,58,191.1279752791018,93,263.74,9,13.66,68.5,425.1]
[2008,77,{"$f":"B30+C29","v":268.1279752791018},190,{"$f":"E29+D30","v":453.74},21.5,{"$f":"G29+F30","v":35.159999999999997},0,{"$f":"I29+H30","v":425.1}]
[2009,157,{"$f":"B31+C30","v":425.1279752791018},208,{"$f":"E30+D31","v":661.74},69.5,{"$f":"G30+F31","v":104.66},0,{"$f":"I30+H31","v":425.1}]
[2010,245.53688562500002,670.66486090410183,336.80107500000008,998.54107500000009,266.5,371.15999999999997,75,500.1]
[2011,305.17506160499994,975.83992250910183,849.96753279699988,1848.508607797,785.59460999999988,1156.75461,0,500.1]
[2012,495.52947265229875,1471.3693951614005,1075.1495344149428,2923.6581422119425,1803.1759999999997,2959.9306099999994,0,500.1]
[2013,798.95041698643684,2270.3198121478372,1109.3416131057468,4032.9997553176891,2857.5100000000007,5817.4406099999997,250,750.1]
[2014,1267.7345639544415,3538.0543761022786,1055.1740047974631,5088.1737601151526,3921.9410000000003,9739.3816100000004,877,1627.1]
[2015,2171.3991644181156,5709.4535405203942,1069.6787157635285,6157.8524758786807,4267.9800000000014,14007.361610000002,110,1737.1]
[2016,2638.4647128689089,8347.9182533893036,1714.8479983645557,7872.7004742432364,10750.848425702876,24758.210035702876,0,1737.1]
[2017,2239.1755139334964,10587.0937673228,2365.7083752786466,10238.408849521882,6475.5621763345271,31233.772212037402,0,1737.1]
[2018,2418.298837433078,13005.392604755878,2196.1894898222545,12434.598339344137,6118.7750969831295,37352.547309020534,0,1737.1]
[2019,2865.3565608774225,15870.7491656333,2184.2594336236671,14618.857772967804,8462.2720382445132,45814.819347265046,0,1737.1]
[2020,3242.0179045716945,19112.767070204995,2346.87782841427,16965.735601382075,14260.581686776355,60075.401034041402,0,{"$f":"I41","v":1737.1}]
[2021,4205.8553926871946,23318.622462892188,2392.3642414796768,19358.099842861753,16966.409166959249,77041.810201000655,0,1737.1]
["2022e",4731.6386222908932,28050.261085183083,2492.4653406884677,21850.565183550221,14669.043090312603,91710.853291313251,{"$error":"#N/A"},1737.1]
["2023e",4758.0981658524252,32808.359251035508,3120.0763479387911,24970.641531489011,23694.035897614562,115404.88918892782,{"$error":"#N/A"},1737.1]
["2024e",5289.7954296747421,38098.15468071025,3236.3161588736007,28206.957690362611,26552.681384439973,141957.57057336779,{"$error":"#N/A"},1737.1]
["2025e",5830.3447619658491,43928.499442676097,2955.0068585736713,31161.964548936281,32405.93295577776,174363.50352914556,{"$error":"#N/A"},1737.1]
["2026e",6340.2865643086734,50268.786006984767,2926.7090786105068,34088.673627546785,34375.56528599692,208739.06881514247,{"$error":"#N/A"},1737.1]
["2027e",6871.1604540521148,57139.946461036881,3308.2187161110669,37396.892343657848,40370.96408553252,249110.032900675,{"$error":"#N/A"},1737.1]
["2028e",7524.9705175098716,64664.916978546753,3742.9520850721065,41139.844428729957,46892.636805007744,296002.66970568273,{"$error":"#N/A"},1737.1]
["2029e",8330.3529798936397,72995.269958440389,4149.8514142359236,45289.695842965884,53008.196505995402,349010.86621167813,{"$error":"#N/A"},1737.1]
["2030e",9056.4195376511725,82051.689496091567,4533.5407499333987,49823.23659289928,59084.719344162819,408095.58555584098,{"$error":"#N/A"},1737.1]
["2031e",9700.2039176851686,91751.893413776736,4843.8580684795252,54667.094661378804,60758.378836876662,468853.96439271764,{"$error":"#N/A"},1737.1]
["2032e",10077.116868428384,101829.01028220513,5080.4611667781692,59747.555828156976,61843.794358259984,530697.75875097758,{"$error":"#N/A"},1737.1]

{"sheet":"Capacity Additions by Type","index":4,"n_rows":36,"n_cols":25,"rows_kept":36,"cut":false,"hidden":false,"merged":[[22,1,22,24]]}
["Annual capacity additions of different resources"]
[]
[]
[]
[]
[]
[]
[]
[]
[]
[]
[]
[]
[]
[]
[]
[]
[]
[]
[]
["Sources: ABB, AWEA WindIQ, Wood Mackenzie, Berkeley Lab"]
[]
[null,"Nameplate Capacity Additions (GW-AC)"]
["Resource Type",1998,1999,2000,2001,2002,2003,2004,2005,2006,2007,2008,2009,2010,2011,2012,2013,2014,2015,2016,2017,2018,2019,2020,2021]
["Wind",0.14232,0.88527,7.0854999999999987E-2,1.6904560000000002,0.41060800000000008,1.6648559999999999,0.39639800000000003,2.3744150000000004,2.4534499999999997,5.2524999999999995,8.3624349999999978,10.005193000000007,5.2199900000000099,6.8195500000000004,13.011069999999998,1.0865100000000001,4.8538380000000005,8.5945399999999985,8.2026219999999999,7.016519999999999,7.5883849999999997,9.1320500000000013,17.202999999999999,13.422005000000002]
["Utility-Scale Solar",0,0,0,0,0,0,0,0,0,7.1728864862385847E-2,1.3740204199797065E-2,6.1808240224264351E-2,0.29891331334240112,0.62790000000000024,1.4624000000000006,2.5365000000000051,3.218999999999999,3.3279999999999816,8.0923219999999887,4.7317240000000345,4.4290469999999882,5.1753980000000048,9.6019599999999841,12.408853000000047]
["Distributed Solar",1.6116919195678272E-3,2.457953912124851E-3,3.3922735426890741E-3,9.8742622800720263E-3,1.9772099407599039E-2,3.9493616035534196E-2,5.0215484870708281E-2,6.8876473826191123E-2,9.2035301386066401E-2,0.13137000000000001,0.24534,0.32799,0.50895000000000001,1.2722820000000006,1.5764909999999979,2.3601050000000026,1.6149480000000067,2.9913180000000033,3.2952980000000109,3.9802949999999968,3.9205580000000011,4.5480060000000071,5.3774509999999882,6.5260449999999857]
["Storage",0,0,0,0,0.32800000000000001,0.04,0,0,0,0,0,0,4.0000000000000001E-3,3.6999999999999998E-2,0.127,0.29740000000000144,3.1299999999999273E-2,0.29759999999999853,0.2400699999999997,0.15680500000000028,0.35471800000000075,0.3373709999999992,0.71982799999999769,3.6013819999999979]
["Other RE",0.34938700000000006,0.40942000000000012,0.17577000000000001,0.62333999999999778,0.42131500000000011,0.33204000000000056,0.20831499999999997,0.11469999999999995,0.41683999999999999,0.55269500000000094,0.46920800000000107,0.6913599999999992,0.42108600000000102,0.80460400000000021,1.1657980000000001,1.4577469999999983,0.68157500000000037,0.49753700000000034,0.51558800000000016,0.526833,0.37910000000000005,0.29627300000000012,0.33481,8.7218000000000004E-2]
["Gas",3.0108999999999999,10.600925,29.300832999999994,49.206400000000023,71.423945000000032,55.029325999999998,27.163830000000004,19.47868999999999,10.77298,8.4048160000000003,10.548152,12.027625,7.3621120000000015,12.063777,9.7503380000000011,7.8722979999999989,9.0130099999999995,6.5611000000000006,9.4531999999999989,12.393820000000003,21.831291999999998,8.8884070000000008,7.6068600000000064,6.2162040000000118]
["Coal",7.0499999999999993E-2,0.37119999999999997,0.18049999999999999,0,0.5242,0.09,0.74199999999999999,0.37269999999999998,0.60470000000000002,1.513504,1.591,3.5987000000000005,6.0142980000000001,1.7349989999999997,4.76,1.8125,0.1062,5.4999999999999997E-3,0,0,0,1.7000000000000001E-2,0,0]
["Other non-RE",0.22756000000000018,0.30192300000000022,1.3346009999999977,0.82099999999999851,1.1815500000000003,0.40589999999999993,0.52439999999999987,0.25767000000000012,0.34459800000000013,0.37298499999999996,0.144401,0.25318499999999994,1.2189899999999985,0.84727499999999978,0.30758000000000008,0.14268999999999996,0.19144799999999998,0.18890000000000007,1.4272,0.11104999999999994,9.0900000000000009E-2,9.4299999999999995E-2,4.859999999999999E-2,4.1989999999999993E-2]
["Total",{"$f":"SUM(B25:B32)","v":3.8022786919195677},{"$f":"SUM(C25:C32)","v":12.571195953912126},31.06595127354268,52.351070262280089,74.309390099407622,57.601615616035538,29.085158484870714,22.667051473826181,14.684603301386066,16.299598864862386,21.374276204199798,26.965861240224271,21.04833931334241,24.207386999999997,32.160676999999993,17.565750000000005,19.71131900000001,22.464494999999985,31.226299999999995,28.917047000000032,38.593999999999987,{"$f":"SUM(W25:W32)","v":28.488805000000013},{"$f":"SUM(X25:X32)","v":40.892508999999976},42.303697000000042]
["Utility-Scale Solar % of Total",{"$f":"B26/B33","v":0},{"$f":"C26/C33","v":0},0,0,0,0,0,0,0,4.4006521545149353E-3,6.4283833840873047E-4,2.2920922003435446E-3,1.4201277777431203E-2,2.5938363359911596E-2,4.5471679591819567E-2,0.14440032449511148,0.16330718406008229,0.14814488373764839,0.25915084400008936,0.1636309544332113,0.11475998859926387,{"$f":"W26/W33","v":0.18166427128129811},{"$f":"X26/X33","v":0.2348097545200758},0.29332786210150935]
["Distributed Solar % of Total",{"$f":"B27/B33","v":4.2387527326519296E-4},{"$f":"C27/C33","v":1.9552267907811444E-4},1.0919586890545677E-4,1.8861624472244295E-4,2.6607807413233845E-4,6.8563382490507247E-4,1.7264985816332742E-3,3.0386163769788636E-3,6.2674693689123541E-3,8.0597075479691051E-3,1.1478283412085483E-2,1.216315685518495E-2,2.4180054892852274E-2,5.2557593266881746E-2,4.9019210634154195E-2,0.13435833938203617,8.1929981448730343E-2,0.1331575893426496,0.10552956962560442,0.13764527892491901,0.10158465046380273,{"$f":"W27/W33","v":0.15964186634012922},{"$f":"X27/X33","v":0.13150210470088766},0.15426654081793323]
["Total Solar % of Total",{"$f":"SUM(B26:B27)/B33","v":4.2387527326519296E-4},{"$f":"SUM(C26:C27)/C33","v":1.9552267907811444E-4},1.0919586890545677E-4,1.8861624472244295E-4,2.6607807413233845E-4,6.8563382490507247E-4,1.7264985816332742E-3,3.0386163769788636E-3,6.2674693689123541E-3,1.246035970248404E-2,1.2121121750494212E-2,1.4455249055528495E-2,3.8381332670283479E-2,7.8495956626793345E-2,9.4490890225973762E-2,0.27875866387714765,0.24523716550881264,0.28130247308029799,0.36468041362569381,0.30127623335813031,0.21634463906306661,{"$f":"SUM(W26:W27)/W33","v":0.34130613762142736},{"$f":"SUM(X26:X27)/X33","v":0.36631185922096343},0.44759440291944258]

{"sheet":"State Solar Market Penetration","index":5,"n_rows":59,"n_cols":13,"rows_kept":59,"cut":false,"hidden":false,"merged":[[2,0,5,0],[4,1,5,1],[4,3,5,3],[2,1,3,2],[2,3,3,4],[4,2,5,2],[4,4,5,4],[2,8,5,8],[2,9,3,10],[2,11,3,12],[4,9,5,9],[4,10,5,10],[4,11,5,11],[4,12,5,12]]}
["U.S. solar penetration rankings in 2021: the top 20 states",null,null,null,null,null,null,null,"U.S. solar penetration rankings in 2021: all 50 states"]
[]
["State","Solar generation as a %\nof in-state generation",null,"Solar generation as a %\nof in-state load",null,null,null,null,"State","Solar generation as a %\nof in-state generation",null,"Solar generation as a %\nof in-state load"]
[]
[null,"All Solar","Utility-Scale\nSolar Only","All Solar","Utility-Scale\nSolar Only",null,null,null,null,"All Solar","Utility-Scale\nSolar Only","All Solar","Utility-Scale\nSolar Only"]
[]
["California",0.24976103068504538,0.15819999538223545,0.21993648366751925,0.13930896507414983,null,null,null,"California",0.24976103068504538,0.15819999538223545,0.21993648366751925,0.13930896507414983]
["Massachusetts",0.19661125319693096,8.111070515162587E-2,8.4988352351245702E-2,3.506139692817941E-2,null,null,null,"Massachusetts",0.19661125319693096,8.111070515162587E-2,8.4988352351245702E-2,3.506139692817941E-2]
["Nevada",0.17967822300868472,0.15478823721157653,0.19669164500178415,0.16944486924606209,null,null,null,"Nevada",0.17967822300868472,0.15478823721157653,0.19669164500178415,0.16944486924606209]
["Hawaii",0.17130293470987476,4.9612847720103243E-2,0.20067189249720044,5.8118701007838745E-2,null,null,null,"Hawaii",0.17130293470987476,4.9612847720103243E-2,0.20067189249720044,5.8118701007838745E-2]
["Vermont",0.16059957173447537,8.0513918629550318E-2,6.9226509137899211E-2,3.4705556581133466E-2,null,null,null,"Vermont",0.16059957173447537,8.0513918629550318E-2,6.9226509137899211E-2,3.4705556581133466E-2]
["Utah",9.5287571286740091E-2,8.0187481240331551E-2,0.12704716167959612,0.10691417313138776,null,null,null,"Utah",9.5287571286740091E-2,8.0187481240331551E-2,0.12704716167959612,0.10691417313138776]
["Arizona",8.9688742017594789E-2,5.9715089536908857E-2,0.12388507136776916,8.2483129572286859E-2,null,null,null,"Arizona",8.9688742017594789E-2,5.9715089536908857E-2,0.12388507136776916,8.2483129572286859E-2]
["Rhode Island",8.5531004989308629E-2,4.0033262057495841E-2,9.7812797174296973E-2,4.5781823121858446E-2,null,null,null,"Rhode Island",8.5531004989308629E-2,4.0033262057495841E-2,9.7812797174296973E-2,4.5781823121858446E-2]
["North Carolina",7.8753966928344743E-2,7.5329881409721064E-2,7.6120936376311732E-2,7.281133044690688E-2,null,null,null,"North Carolina",7.8753966928344743E-2,7.5329881409721064E-2,7.6120936376311732E-2,7.281133044690688E-2]
["New Jersey",6.5761548064918851E-2,2.3720349563046191E-2,5.8057671906644806E-2,2.0941542785500738E-2,null,null,null,"New Jersey",6.5761548064918851E-2,2.3720349563046191E-2,5.8057671906644806E-2,2.0941542785500738E-2]
["New Mexico",6.2267371897125903E-2,4.9338146811071001E-2,8.6424548456010872E-2,6.847931637211109E-2,null,null,null,"New Mexico",6.2267371897125903E-2,4.9338146811071001E-2,8.6424548456010872E-2,6.847931637211109E-2]
["Delaware",4.8325358851674639E-2,1.4832535885167464E-2,1.759581881533101E-2,5.4006968641114985E-3,null,null,null,"Delaware",4.8325358851674639E-2,1.4832535885167464E-2,1.759581881533101E-2,5.4006968641114985E-3]
["Colorado",4.8293290867548293E-2,3.0395347227030394E-2,4.9041148863616386E-2,3.0866042080469669E-2,null,null,null,"Colorado",4.8293290867548293E-2,3.0395347227030394E-2,4.9041148863616386E-2,3.0866042080469669E-2]
["Florida",4.3584981570359775E-2,3.6798322435394659E-2,4.4490813528525977E-2,3.7563106433641275E-2,null,null,null,"Florida",4.3584981570359775E-2,3.6798322435394659E-2,4.4490813528525977E-2,3.7563106433641275E-2]
["Maryland",4.1688136424978532E-2,1.6267942583732056E-2,2.8604138256140884E-2,1.1162179908076166E-2,null,null,null,"Maryland",4.1688136424978532E-2,1.6267942583732056E-2,2.8604138256140884E-2,1.1162179908076166E-2]
["Georgia",4.0829997162941715E-2,3.7985058159694857E-2,3.7659458477194256E-2,3.5035435217154277E-2,null,null,null,"Georgia",4.0829997162941715E-2,3.7985058159694857E-2,3.7659458477194256E-2,3.5035435217154277E-2]
["Idaho",4.0074994141082725E-2,3.310288258729787E-2,2.7154710389455716E-2,2.2430425979594267E-2,null,null,null,"Idaho",4.0074994141082725E-2,3.310288258729787E-2,2.7154710389455716E-2,2.2430425979594267E-2]
["Virginia",3.8839979285344384E-2,3.5563681712975193E-2,2.9667242520625796E-2,2.716469961412403E-2,null,null,null,"Virginia",3.8839979285344384E-2,3.5563681712975193E-2,2.9667242520625796E-2,2.716469961412403E-2]
["Minnesota",3.514638754660826E-2,3.2136706405604697E-2,3.1892941676276022E-2,2.9161861989439826E-2,null,null,null,"Minnesota",3.514638754660826E-2,3.2136706405604697E-2,3.1892941676276022E-2,2.9161861989439826E-2]
["Texas",3.3685406627157057E-2,2.91011117995673E-2,3.8368112543962482E-2,3.3146541617819464E-2,null,null,null,"Texas",3.3685406627157057E-2,2.91011117995673E-2,3.8368112543962482E-2,3.3146541617819464E-2]
["Rest of U.S.",8.6692073001513967E-3,4.7997650070574736E-3,1.0461080966345251E-2,5.7918479302464087E-3,null,null,null,"New York",3.0692016635917321E-2,9.6625910753932263E-3,2.7841799575919608E-2,8.7652736311351603E-3]
["TOTAL U.S.",3.930875903575113E-2,2.7536589629464567E-2,4.314202233368656E-2,3.0221868965831667E-2,null,null,null,"Oregon",2.9518131169973611E-2,2.4565861922914021E-2,3.4926080838842737E-2,2.9066517607602014E-2]
[null,null,null,null,null,null,null,null,"Maine",2.8316349535575797E-2,1.6051943367300928E-2,2.7332869080779944E-2,1.5494428969359332E-2]
["Source: EIA",null,null,null,null,null,null,null,"South Carolina",2.6955117984693879E-2,2.2690130739795918E-2,3.3724815479752646E-2,2.8388689407540395E-2]
[null,null,null,null,null,null,null,null,"Connecticut",2.5564645207184777E-2,6.4467366174639868E-3,4.1627452399913126E-2,1.0497357561717224E-2]
[null,null,null,null,null,null,null,null,"New Hampshire",1.1175402768323123E-2,2.2691173133651009E-4,1.8129946622492177E-2,3.6812074360390208E-4]
[null,null,null,null,null,null,null,null,"Arkansas",9.8242242507579399E-3,7.6705157303556936E-3,1.2180593213376058E-2,9.5103113959411709E-3]
[null,null,null,null,null,null,null,null,"Indiana",9.3791211689613335E-3,7.0580788099382811E-3,8.8594349494244863E-3,6.6669988539538594E-3]
[null,null,null,null,null,null,null,null,"Wisconsin",8.8476708240059695E-3,5.9847411942071356E-3,8.3695871387824486E-3,5.6613558443055116E-3]
[null,null,null,null,null,null,null,null,"Illinois",7.9221354750819289E-3,2.8887344826265598E-3,1.0657481213245307E-2,3.8861533705756364E-3]
[null,null,null,null,null,null,null,null,"Ohio",7.5639293601805638E-3,5.3149749621803528E-3,6.3024077219660819E-3,4.4285367629216211E-3]
[null,null,null,null,null,null,null,null,"Iowa",7.1569558076812973E-3,3.4202715123024304E-3,8.9778483405156123E-3,4.2904664700990401E-3]
[null,null,null,null,null,null,null,null,"Missouri",6.9910407320782691E-3,1.5336835244047391E-3,6.9711722274615759E-3,1.5293248030994317E-3]
[null,null,null,null,null,null,null,null,"Mississippi",6.5473592317765164E-3,6.3000145496871817E-3,9.321015783586727E-3,8.9688885206512282E-3]
[null,null,null,null,null,null,null,null,"Michigan",5.6433991156380654E-3,3.9400560898814538E-3,6.5993320188322399E-3,4.607460464367631E-3]
[null,null,null,null,null,null,null,null,"Tennessee",5.1981806367771277E-3,4.1193129574460261E-3,4.2323394655673233E-3,3.3539293878080672E-3]
[null,null,null,null,null,null,null,null,"Wyoming",4.5112093246925736E-3,4.0990176097460444E-3,1.2425886211681595E-2,1.1290526050208149E-2]
[null,null,null,null,null,null,null,null,"Louisiana",4.3729406500427129E-3,1.6271407069926372E-3,4.7054188917097081E-3,1.750853541101287E-3]
[null,null,null,null,null,null,null,null,"Pennsylvania",3.9819923166117162E-3,1.1223853990864113E-3,6.7358163949073043E-3,1.8985928076837167E-3]
[null,null,null,null,null,null,null,null,"Alabama",3.5811207788937695E-3,3.4622163780320624E-3,5.9784449037260188E-3,5.7799418502819909E-3]
[null,null,null,null,null,null,null,null,"Washington",3.3079298938172778E-3,4.660343220571303E-4,4.1297800492835629E-3,5.8181984119740808E-4]
[null,null,null,null,null,null,null,null,"Montana",3.1007751937984496E-3,1.3463892288861688E-3,5.096908322714774E-3,2.2131312453893097E-3]
[null,null,null,null,null,null,null,null,"Kansas",2.1827911561751864E-3,1.0913955780875932E-3,3.0504305043050428E-3,1.5252152521525214E-3]
[null,null,null,null,null,null,null,null,"Nebraska",2.0946470131885182E-3,1.448151021463667E-3,2.5405388451525891E-3,1.7564219176363579E-3]
[null,null,null,null,null,null,null,null,"Alaska",2.0147750167897917E-3,0,2.017145738779627E-3,0]
[null,null,null,null,null,null,null,null,"Oklahoma",1.662262910448687E-3,1.0668254499894558E-3,2.0672631903733414E-3,1.3267510027769208E-3]
[null,null,null,null,null,null,null,null,"Kentucky",1.5434721042197677E-3,6.0889266496743136E-4,1.4507413421353849E-3,5.7231080469561052E-4]
[null,null,null,null,null,null,null,null,"West Virginia",3.3509512131966551E-4,0,6.711409395973154E-4,0]
[null,null,null,null,null,null,null,null,"South Dakota",2.2425295733587486E-4,1.1212647866793743E-4,3.0703101013202335E-4,1.5351550506601167E-4]
[null,null,null,null,null,null,null,null,"North Dakota",2.3415913454783871E-5,0,4.3525571273122958E-5,0]
[null,null,null,null,null,null,null,null,"TOTAL U.S.",3.930875903575113E-2,2.7536589629464567E-2,4.314202233368656E-2,3.0221868965831667E-2]
[]
[null,null,null,null,null,null,null,null,"Source: EIA"]

{"sheet":"Solar Capacity&Generation by BA","index":6,"n_rows":202,"n_cols":10,"rows_kept":202,"cut":false,"hidden":false,"merged":[[142,1,151,1],[152,0,201,0],[152,1,161,1],[162,1,171,1],[172,1,181,1],[182,1,191,1],[192,1,201,1],[102,0,150,0],[102,1,111,1],[112,1,121,1],[122,1,131,1],[132,1,141,1],[100,0,101,0],[100,1,101,1],[100,2,101,2],[100,3,100,5],[100,6,100,9],[28,0,97,0],[28,1,37,1],[38,1,47,1],[48,1,57,1],[58,1,67,1],[68,1,77,1],[78,1,87,1],[88,1,97,1],[0,0,0,6],[22,0,22,9],[26,0,27,0],[26,1,27,1],[26,2,27,2],[26,3,26,5],[26,6,26,9]]}
["Annual solar capacity and generation by balancing authority"]
[]
[]
[]
[]
[]
[]
[]
[]
[]
[]
[]
[]
[]
[]
[]
[]
[]
[]
[]
[]
["Sources: Capacity Information: EIA 860/861, DPV Generation: EIA 861, Utility-Scale Generation: Berkeley Lab hourly modeling"]
["Notes: \nCapacity penetration based on reported peak load, not including coincident hourly DPV generation. \nGeneration penetration based on annual load, including annual DPV generation. \nCurtailment based on ISO reports."]
[]
[]
[]
["Region","BA","Date","Capacity (MWAC)",null,null,"Generation (MWh)"]
[null,null,null,"DPV","Utility-Scale","Penetration (right axis)","DPV","Utility-Scale","Curtailment","Penetration (right axis)"]
["ISOs","CAISO",2012,1354.68,1147.6199999999999,5.5142246413539306E-2,2114401.7200000002,1500354.9688319301,0,1.47E-2]
[null,null,2013,1887.49,2433.42,9.6146280679112614E-2,2944520.13,3655219.4920874191,0,2.29E-2]
[null,null,2014,2586.7199999999998,5716.4699999999993,0.18577862800375886,4253413.26,10896156.710304586,0,4.2999999999999997E-2]
[null,null,2015,3588.03,7222.83,0.23666506129597198,5533132.2300000004,16652466.148028703,130976.51258995294,8.2500000000000004E-2]
[null,null,2016,4837.22,10374.82,0.3328309812930752,7571800.9199999999,21229923.064518265,232936.20765837739,0.1067]
[null,null,2017,6088.37,10984.61,0.37335942967109864,9756830.75,26331739.755069029,347795.67855721334,0.1489]
[null,null,2018,7239.73,11875.11,0.41781071038251366,11885158.4,28441455.654133681,421968.03416902659,0.16789999999999999]
[null,null,2019,8418.77,12903.91,0.48301461094121645,13948585.720000001,28767419.559104379,1053506.9468248009,0.184]
[null,null,2020,9702.67,14712.51,0.53420225800805177,16014711.810000001,31362324.392548084,1661767.5787957367,0.20269999999999999]
[null,null,2021,11224,15999.41,0.62169517458722512,18241796.890000001,35457331.92791149,1425583.1140378451,0.22869999999999999]
[null,"ERCOT",2012,31.4,75.599999999999994,1.6030923201390346E-3,44898.34,123639.02338771627,0,4.0000000000000002E-4]
[null,null,2013,43.63,126.3,2.5139061482927984E-3,65848.2,163149.18280075991,269.06731310010207,5.9999999999999995E-4]
[null,null,2014,105.58,170.3,4.134148534436252E-3,155498.9,286364.0018505347,201.14070259378028,1.1999999999999999E-3]
[null,null,2015,136.87,304.16000000000003,6.3348175811548408E-3,207839.03,396179.78161208384,545.88592570547939,1.5E-3]
[null,null,2016,209.82,574.05999999999995,1.1026120715119631E-2,306376.09999999998,708231.89298829297,1809.6583711668748,2.5999999999999999E-3]
[null,null,2017,272.04000000000002,1243.31,2.1804852077817426E-2,419177.26,2150933.1993032959,40793.895244216619,4.7999999999999996E-3]
[null,null,2018,412.95,1901.9099999999999,3.1577181208053688E-2,622628,3115154.6868180493,268566.93117034173,9.1999999999999998E-3]
[null,null,2019,583.29,2401.31,3.9972678327485064E-2,870841.25,4228178.0355331097,265693.40146971267,1.37E-2]
[null,null,2020,938.65,4896.7100000000009,7.8508233774620614E-2,1372067.32,8019673.2976244865,611141.91697460425,1.9300000000000001E-2]
[null,null,2021,1267.97,8853.9500000000007,0.13743165870949808,1892696.47,15685964.242972516,1876158.8375513346,3.49E-2]
[null,"SPP",2012,6.56,0,1.2956489107463805E-4,8634.7099999999991,122400.62558528937,0,5.0000000000000001E-4]
[null,null,2013,22.21,52.959999999999994,1.6701104223599721E-3,26575.75,124118.37039845754,0,5.9999999999999995E-4]
[null,null,2014,61.18,60.66,2.6931918656056589E-3,84645.33,130009.22800379663,0,8.9999999999999998E-4]
[null,null,2015,66.349999999999994,69.959999999999994,2.7529031606583865E-3,102429.68,134344.48150990106,0,8.9999999999999998E-4]
[null,null,2016,87.98,253.66000000000003,6.7494310279428513E-3,137049.29,193249.84919303763,0,8.9999999999999998E-4]
[null,null,2017,113.8,307.44000000000005,8.3351141715145051E-3,176469.16,615148.46918824362,0,2.8999999999999998E-3]
[null,null,2018,148.80000000000001,328.14000000000004,9.6141751330430583E-3,228112.54,739002.02224332641,0,3.3999999999999998E-3]
[null,null,2019,200.75,351.64000000000004,1.0913561016781387E-2,296534.15999999997,705071.64455875847,0,3.7000000000000002E-3]
[null,null,2020,249.23,387.54,1.305980289187356E-2,398051.01,826536.0822274494,0,4.4000000000000003E-3]
[null,null,2021,349.38,404.24,1.4843007259999609E-2,510059.29,891835.39740071783,0,5.1000000000000004E-3]
[null,"MISO",2012,35.85,11.3,4.8724281536442461E-4,43993.63,7848.0058527895171,0,1E-4]
[null,null,2013,59.16,56.8,1.2294186872488628E-3,71887.55,40479.880528154739,0,2.0000000000000001E-4]
[null,null,2014,215.65,100.81,2.7877271646156152E-3,278673.24,113166.00739626665,0,5.9999999999999995E-4]
[null,null,2015,271.81,143.81,3.5123212655917249E-3,381430.52,170175.03299309255,0,8.0000000000000004E-4]
[null,null,2016,333.62,438.41,6.4610427650849444E-3,479566.2,263920.7208470162,0,1.1000000000000001E-3]
[null,null,2017,454.37,847.40000000000009,1.090131810340496E-2,614205.89,979027.05017447437,0,2E-3]
[null,null,2018,579.79,1204.92,1.4857230861443176E-2,818357.72,1792330.0820046989,0,3.3E-3]
[null,null,2019,786.39,1437.02,1.8596915304705666E-2,1033830.01,2008397.2104730001,0,4.4000000000000003E-3]
[null,null,2020,1058.3499999999999,2052.8199999999997,2.6902297508798322E-2,1394099.52,2622858.4381986223,0,6.0000000000000001E-3]
[null,null,2021,1410.48,3179.22,3.9015785849690149E-2,1890423.04,4152026.0879662479,0,8.3999999999999995E-3]
[null,"PJM",2012,1009.1,479.27,9.643512009278276E-3,1188182.49,565040.03721720038,0,2.0999999999999999E-3]
[null,null,2013,1296.03,610.37,1.2261770534317071E-2,1671317.04,840525.31851772557,0,3.0000000000000001E-3]
[null,null,2014,1467.09,775.73,1.5830411977363023E-2,2165773.2599999998,968837.12231537898,0,3.8E-3]
[null,null,2015,1750.88,1148.1300000000001,2.0183408696533647E-2,2357187.98,1317681.5369230984,0,4.7999999999999996E-3]
[null,null,2016,2022.12,1640.2600000000002,2.4066540826569019E-2,2562752.66,2177930.7218577559,0,5.5999999999999999E-3]
[null,null,2017,2520.1999999999998,2254.6500000000005,3.2785967851576184E-2,3234425.09,2913878.1701366887,0,7.4999999999999997E-3]
[null,null,2018,2913.07,2728.7500000000005,3.7444879538063323E-2,3768780.47,3870071.4770646254,0,9.1000000000000004E-3]
[null,null,2019,3460.92,3300.8700000000003,4.461166457742298E-2,4446073.12,4844572.0214477722,0,1.15E-2]
[null,null,2020,4056.71,4544.22,5.9485780286054168E-2,5189919.92,6055481.7184740975,0,1.41E-2]
[null,null,2021,4699.6899999999996,6376.6200000000008,7.4452402646091778E-2,6013620.9000000004,9866658.7602443248,0,1.83E-2]
[null,"NYISO",2012,106.73,43.5,4.7619500443768234E-3,120676.73,59548.457242115241,0,1.1000000000000001E-3]
[null,null,2013,164.96,47.1,6.7175620881905727E-3,190025.97,66936.151910920918,0,1.6000000000000001E-3]
[null,null,2014,321.58999999999997,58,1.27456181586193E-2,350159.19,75354.744233267746,0,2.5999999999999999E-3]
[null,null,2015,536.74,85.199999999999989,1.9973665617573386E-2,588516.52,98839.674735495719,0,4.1999999999999997E-3]
[null,null,2016,727.84,122.39999999999999,2.7011468691425487E-2,873428.91,151936.8358731303,0,6.1999999999999998E-3]
[null,null,2017,983.54,168.09999999999997,3.877706320078117E-2,1181575.57,187054.40652102054,0,8.6E-3]
[null,null,2018,1227.0999999999999,306.79999999999995,4.8533459895586134E-2,1496725.1,317680.04428385082,0,1.0699999999999999E-2]
[null,null,2019,1515.29,528.79999999999995,6.7246438793301971E-2,1852105.73,542278.50523605745,0,1.47E-2]
[null,null,2020,1811.61,667.59999999999991,8.0861382909328122E-2,2290435.34,897747.71724350587,0,2.0400000000000001E-2]
[null,null,2021,2205.9299999999998,838.8,9.8474400853843902E-2,2689763.11,1164952.4173667089,0,2.46E-2]
[null,"ISO-NE",2012,196.69,72.7,1.0669333438948077E-2,199715.98,54205.695749208011,0,1.6999999999999999E-3]
[null,null,2013,396,204.59999999999997,2.3857948677206638E-2,424032.46,149157.37771346525,0,4.1000000000000003E-3]
[null,null,2014,701.35,382.44999999999993,4.433989281184797E-2,823192.49,420144.0083537504,0,8.8000000000000005E-3]
[null,null,2015,1034.03,451.34999999999991,6.0784056962802306E-2,1171252.6200000001,601055.9280316307,0,1.34E-2]
[null,null,2016,1344.11,611.3599999999999,7.7334097919797506E-2,1705874.88,747698.55860825186,0,1.9E-2]
[null,null,2017,1791.72,866.3599999999999,0.11090120160213618,2216909.46,999117.68765852146,0,2.5100000000000001E-2]
[null,null,2018,2308.98,1076.55,0.1342611833756345,2972212.61,1310864.2050338706,0,3.32E-2]
[null,null,2019,2563.5700000000002,1302.83,0.15895411938825851,3255324.47,1691288.022517513,0,3.9699999999999999E-2]
[null,null,2020,2893.37,1523.71,0.17595825200175277,3776045.52,2036832.5242998966,0,4.7600000000000003E-2]
[null,null,2021,3290.66,1909.31,0.20594756227969421,4286790.58,2448994.2829444036,0,5.33E-2]
[]
[]
["Region","BA","Date","Capacity (GWAC)",null,null,"Generation (TWh)"]
[null,null,null,"DPV","Utility-Scale","Penetration (right axis)","DPV","Utility-Scale","Curtailment","Penetration (right axis)"]
["West","AZPS",2012,186.22,152.5,4.5772972972972975E-2,300013.65000000002,239444.95720577831,0,1.54E-2]
[null,null,2013,287.24,614.14,0.12662107794659713,485450.21,694005.1817794845,0,2.6800000000000001E-2]
[null,null,2014,381.5,651.26,0.14367835281023927,682815,1581052.1072507224,0,6.9599999999999995E-2]
[null,null,2015,453.68,679.36,0.15478688524590165,808346.03,1645684.3516427979,0,7.5399999999999995E-2]
[null,null,2016,549.26,679.36,0.16888247422680411,1010155.26,1679528.3622129583,0,8.4900000000000003E-2]
[null,null,2017,651.83000000000004,719.36,0.1861765105227427,1154434.71,1751240.0053968537,0,8.9099999999999999E-2]
[null,null,2018,788.33,725.96,0.20863736566547258,1427082.67,1741116.2471340948,0,0.1007]
[null,null,2019,946.03,727.76,0.23809246088193456,1697240.67,1761912.4566998095,0,0.11020000000000001]
[null,null,2020,1088.19,727.76,0.23859545394823284,1921951.86,1775219.5844716972,0,0.1128]
[null,null,2021,1291.1300000000001,727.76,0.26652013201320135,2214787.92,1688307.754929356,0,0.1181]
[null,"NEVP",2012,36.049999999999997,175.3,2.5938880706921946E-2,62760.99,312479.73557688866,0,6.4000000000000003E-3]
[null,null,2013,43.52,208.60000000000002,3.093496932515338E-2,75792.61,420728.19038994727,0,1.2999999999999999E-2]
[null,null,2014,59.06,246.09000000000003,3.9262738033968098E-2,103524.74,532677.12792589457,0,1.61E-2]
[null,null,2015,151.41,394.49,6.6850355131031103E-2,186237.19,614422.36894603935,0,2.07E-2]
[null,null,2016,209.53,761.39,0.11544827586206896,372148.41,1034707.1715691942,0,3.5200000000000002E-2]
[null,null,2017,227.3,1065.03,0.15263139246486357,412005.82,2387318.6025291295,0,6.1499999999999999E-2]
[null,null,2018,301.55,1088.1299999999999,0.16453705896282261,496071.72,2761996.7841040348,0,8.3699999999999997E-2]
[null,null,2019,413.75,1405.4299999999998,0.2193897732754462,680498.05,3000494.822000857,0,9.06E-2]
[null,null,2020,516.95000000000005,1560.0299999999997,0.24515816808309721,872340.55,3541824.3648102554,0,0.11409999999999999]
[null,null,2021,636.73,2013.0299999999997,0.28877070619006101,1069251.1299999999,4575420.503106053,0,0.121]
[null,"PACE",2012,21.38,1.3,2.3068731189270397E-3,26263.23,1619.0000000000018,0,4.0000000000000002E-4]
[null,null,2013,28.4,1.3,2.82666544844048E-3,37815.19,2099.9999999999923,0,6.9999999999999999E-4]
[null,null,2014,58.26,1.3,5.774943957058307E-3,78929.59,2234.9999999999923,0,1.4E-3]
[null,null,2015,88,166.4,2.0136140573056831E-2,113613.68,21870.856763447788,0,1.6999999999999999E-3]
[null,null,2016,175.09,855.87999999999988,8.5218217887254075E-2,225224.6,1016234.0882652442,0,8.8999999999999999E-3]
[null,null,2017,258.67,855.87999999999988,9.0621188714529635E-2,377890.58,2211104.9999999879,0,3.6200000000000003E-2]
[null,null,2018,316.56,937.87999999999988,9.9298662233832019E-2,497615.29,2155383.9420507164,0,3.6900000000000002E-2]
[null,null,2019,367.06,995.4799999999999,0.11072159921989273,582946.36,2344424.474528329,0,4.0599999999999997E-2]
[null,null,2020,431.97,1274.48,0.13459930588420888,690921.18,2632535.3708995865,0,4.58E-2]
[null,null,2021,524.37,1534.58,0.1608052171196501,829306.99,3470140.498461856,0,5.3999999999999999E-2]
[null,"PNM",2012,18.61,18,1.8159722222222223E-2,30928.69,36624.387698477607,0,5.7999999999999996E-3]
[null,null,2013,30.58,54.5,4.2391629297458891E-2,49265.96,68088.651261136183,0,8.0000000000000002E-3]
[null,null,2014,47.87,62.08,5.5840528186896894E-2,89763.98,126134.27519371599,0,2.0400000000000001E-2]
[null,null,2015,58.47,122.6,9.2241467142129385E-2,108241.65,177695.6983950696,0,2.3199999999999998E-2]
[null,null,2016,69.58,122.6,9.6282565130260525E-2,123910.03,286653.46537880378,0,3.9800000000000002E-2]
[null,null,2017,94.05,162.6,0.13374153204794162,165484.85,351401.09779198829,0,4.6100000000000002E-2]
[null,null,2018,111.19,196.6,0.1573568507157464,205354.57,459775.51432949177,0,6.1600000000000002E-2]
[null,null,2019,139.78,306.3,0.23029426948890039,249527.66,508609.4523515905,0,7.1599999999999997E-2]
[null,null,2020,169.36,368.40000000000003,0.27242147922998988,299467.49,838322.49210874829,0,0.1062]
[null,null,2021,216.56,368.40000000000003,0.29723577235772358,378629.49,903830.45717256796,0,0.12330000000000001]
[null,"PSCO",2012,142.44,101.19999999999999,3.0708343836652382E-2,219202.57,216228.24991972934,0,9.1999999999999998E-3]
[null,null,2013,184.25,102.19999999999999,3.6823499164417017E-2,282373.11,227784.15250899404,0,1.23E-2]
[null,null,2014,195.61,106.89999999999999,4.0589024553870923E-2,325033.64,231669.04508336738,0,1.4E-2]
[null,null,2015,225.63,162.79999999999998,4.8705956112852659E-2,352100.53,222334.2956743502,0,1.2999999999999999E-2]
[null,null,2016,250.18,372.23,7.4034732960628055E-2,410300.63,480820.27159208129,0,1.7500000000000002E-2]
[null,null,2017,287.98,408.83000000000004,8.1689331770222751E-2,466960.08,862234.18202255038,0,2.98E-2]
[null,null,2018,303.88,472.33000000000004,8.9901552003706281E-2,501635.76,988703.61340934108,0,3.2899999999999999E-2]
[null,null,2019,313.20999999999998,506.33000000000004,9.3738955184786532E-2,513082.9,1104379.4491142991,0,3.2800000000000003E-2]
[null,null,2020,364.84,518.13,0.10092100691269522,560548.46,1156056.5772946514,0,3.4299999999999997E-2]
[null,null,2021,574.39,884.23,0.16666133455210236,827513.28,1331623.4123851268,0,3.9100000000000003E-2]
["Southeast","TVA",2012,0,11.8,3.7944562351276611E-4,0,5995.8957192139087,0,0]
[null,null,2013,0,11.8,4.1077769268258721E-4,0,20394.000000000058,0,1E-4]
[null,null,2014,0,43.480000000000004,1.325528931162734E-3,0,25792.408637329438,0,1E-4]
[null,null,2015,0,43.480000000000004,1.3275930505938752E-3,0,76146.999999999796,0,5.0000000000000001E-4]
[null,null,2016,0,146.68,4.9181866952789704E-3,0,109842.6097976391,0,5.0000000000000001E-4]
[null,null,2017,0,175.68,5.8757817987223652E-3,0,237206.50373874063,0,1.5E-3]
[null,null,2018,0,280.38,8.6246885477867657E-3,0,335935.31998724962,0,2E-3]
[null,null,2019,0,289.58,9.7933646724610232E-3,0,525886.64688090037,0,3.3E-3]
[null,null,2020,0,291.27999999999997,1.0068093048978603E-2,0,514731.11019178655,0,3.3E-3]
[null,null,2021,0,527.28,1.7339603406886117E-2,0,649000.40406671911,0,3.5000000000000001E-3]
[null,"SOCO",2012,18.579999999999998,2,4.8917306458130295E-4,25277.97,2466.1824332617821,0,1E-4]
[null,null,2013,22.94,60.849999999999994,2.1232008919521588E-3,35475.19,9676.7709966582133,0,2.0000000000000001E-4]
[null,null,2014,61.74,70.949999999999989,2.8934342222900629E-3,104471.35,123097.87346951761,0,1E-3]
[null,null,2015,110.21,228.18,7.5604361231511683E-3,149090.79,140776.556677952,0,1.1999999999999999E-3]
[null,null,2016,113.56,957.89999999999986,2.4725619605852213E-2,192683.82,796570.78019323782,0,3.0000000000000001E-3]
[null,null,2017,154.71,1289.3999999999999,3.4215751314978914E-2,232112.15,2110064.2462535091,0,9.7000000000000003E-3]
[null,null,2018,177.74,1331.36,3.4488984367858119E-2,287022.36,2666769.2838634895,0,1.24E-2]
[null,null,2019,201.1,1826.86,4.5550639024280672E-2,331081.43,2697153.0020292806,0,1.2999999999999999E-2]
[null,null,2020,244.13,2629.56,6.7021713272850253E-2,402759.97,4419168.4676357191,0,1.8599999999999998E-2]
[null,null,2021,266.20999999999998,3465.26,8.2789093006744766E-2,439396.02,5536544.8804372121,0,2.4899999999999999E-2]
[null,"DUK",2012,6.75,31.099999999999998,1.9437169414060491E-3,10450.58,35481.478384163565,0,5.0000000000000001E-4]
[null,null,2013,23.13,134.20000000000002,8.6260211634409788E-3,33083.25,114842.20639959765,0,8.0000000000000004E-4]
[null,null,2014,27.03,246.60000000000002,1.3155920957738352E-2,34394.47,289678.82989008079,0,2.7000000000000001E-3]
[null,null,2015,40.619999999999997,625.66000000000008,3.1575754703568555E-2,50688.38,488521.05561626086,0,4.7999999999999996E-3]
[null,null,2016,79.33,1051.1599999999999,5.4689661845096986E-2,104925.31,1321443.7926455985,0,1.2200000000000001E-2]
[null,null,2017,111.96,1536.4399999999998,8.1928429423459237E-2,152928.38,2356374.5989851379,0,2.0799999999999999E-2]
[null,null,2018,156.76,1871.34,9.3806660499537467E-2,215962.25,2964406.7335450267,0,2.8500000000000001E-2]
[null,null,2019,194.36,1976.34,0.10538913433995241,283442.2,3418358.3371779844,0,3.44E-2]
[null,null,2020,237.23,2092.04,0.11419109716638887,346513.15,3497214.0463607698,0,3.7600000000000001E-2]
[null,null,2021,286.73,2351.64,0.12990497291974396,418482,3958735.6542655053,0,3.9899999999999998E-2]
[null,"CPLE",2012,31.38,83.2,8.6849086636852871E-3,48705.120000000003,81190.781055689687,0,8.9999999999999998E-4]
[null,null,2013,26.98,193.60000000000002,1.7613990257925417E-2,38664.1,198379.65978678942,0,2.8999999999999998E-3]
[null,null,2014,31.45,370.30000000000007,2.8262398874428423E-2,39944.53,437893.22983469255,0,5.7999999999999996E-3]
[null,null,2015,29.2,656.30000000000007,4.6677107449271421E-2,36437.230000000003,752289.3546216985,0,1.0500000000000001E-2]
[null,null,2016,51.39,840.66000000000008,6.7081516017446233E-2,77742.98,1330690.0169353462,0,1.8700000000000001E-2]
[null,null,2017,64.87,1137.44,8.2723957616623087E-2,101037.98,1724742.0288464404,0,2.5100000000000001E-2]
[null,null,2018,86.04,1312.04,9.5484223466739515E-2,125982.39999999999,2133409.7036906471,0,3.2399999999999998E-2]
[null,null,2019,104.25,1433.04,0.11246543273099714,154769.26999999999,2450097.8765285141,0,3.7699999999999997E-2]
[null,null,2020,132.91999999999999,1515.06,0.12453563062041866,198707.43,2514063.9006853467,0,4.1599999999999998E-2]
[null,null,2021,165.68,1739.86,0.1559489319911613,246278.79,2802150.2980593396,0,4.7199999999999999E-2]
[null,"FPL",2012,14.53,0,6.7890851322306321E-4,20389.59,70555.999999999985,0,8.0000000000000004E-4]
[null,null,2013,23.68,0,1.0980246684596123E-3,34432.639999999999,67996.000000000087,0,8.9999999999999998E-4]
[null,null,2014,32.619999999999997,0,1.4263226934849147E-3,51158.78,64972.000000000044,0,1E-3]
[null,null,2015,44.17,36,3.5082268510414844E-3,65534.1,68074.542074003708,0,1.1000000000000001E-3]
[null,null,2016,53.08,262.5,1.3301580611169652E-2,81955.3,72851.589096387266,0,1.1999999999999999E-3]
[null,null,2017,71.16,262.5,1.4350350522558168E-2,108272.39,567446.84081912355,0,5.5999999999999999E-3]
[null,null,2018,98.59,858.5,4.1470167684908361E-2,150291.22,1708963.789354309,0,6.1999999999999998E-3]
[null,null,2019,152.52000000000001,1156.5,5.4286899183013312E-2,213435.84,2365188.0770196416,0,1.6299999999999999E-2]
[null,null,2020,225.35,2274,0.1022982154551408,324040.18,3630467.2066559908,0,2.12E-2]
[null,null,2021,327.69,2944.5,0.13649480665748967,484300.64,5468374.809660757,0,4.07E-2]

{"sheet":"PV Capacity by Region","index":7,"n_rows":131,"n_cols":17,"rows_kept":131,"cut":false,"hidden":false,"merged":[[114,1,114,11],[24,1,24,11],[24,13,24,16],[42,1,42,11],[60,1,60,11],[78,1,78,11],[96,1,96,11]]}
["Annual and cumulative utility-scale PV capacity by region"]
[]
[]
[]
[]
[]
[]
[]
[]
[]
[]
[]
[]
[]
[]
[]
[]
[]
[]
[]
[]
[]
["Sources: Berkeley Lab: Capacity Information, NREL: Long-Term Annual Average Solar Resource"]
[]
[null,"Annual Capacity Additions (MWAC)",null,null,null,null,null,null,null,null,null,null,null,"State-level Statistics (MWAC)"]
["Solar COD","CAISO","ERCOT","HI","ISO-NE","MISO","NYISO","PJM","SPP","Southeast (non-ISO)","West (non-ISO)","Total",null,"State","Cumulative Capacity","2021 Annual Capacity","2021 Annual New Project Count"]
[2007,null,null,null,null,null,null,null,null,null,18.899999999999999,18.899999999999999,null,"CA",13579.1,1242.3,14]
[2008,10,null,null,null,null,null,null,null,null,null,10,null,"TX",8819.9699999999993,3945.34,20]
[2009,21,null,null,null,null,null,null,null,25,null,46,null,"FL",4823.26,1103.8,15]
[2010,48,13.9,null,null,null,null,23.43,null,40.1,49.64,175.07,null,"NC",3224.62,522,10]
[2011,95,30,null,null,null,31.5,73.58,49.86,5.5,199.71,485.15,null,"GA",2953.46,866,8]
[2012,425.42,30.4,5.76,null,null,null,107.4,null,40.1,352.06,961.14,null,"NV",2907.13,631,4]
[2013,900.1,50.7,null,null,38.799999999999997,null,17.3,null,43.65,293.24,1343.79,null,"AZ",2360.34,380,3]
[2014,2676.44,39.6,12,20.25,16.71,null,102.45,null,61.68,254.95,3184.08,null,"VA",2179.6999999999998,886.6,15]
[2015,1337.16,130.26,22.2,null,20.399999999999999,null,246.15,null,415.1,715.41,2886.68,null,"UT",1407.06,260,3]
[2016,3102.19,269.5,6.5,26.61,110.6,9.5,368.79,165,1334.89,2047.78,7441.36,null,"SC",1016.39,10,1]
[2017,528.89,660.75,45.6,27.2,273.29000000000002,15,472.79,18.68,1200.68,835.84,4078.72,null,"CO",898.83,351,4]
[2018,835.8,646,20,64.59,111.62,32.6,360.9,18.399999999999999,1377.3,494.9,3962.12,null,"NM",665.3]
[2019,978.8,497.7,129.35,110.48,13.2,65,492.13,16,1548.2,755.3,4606.16,null,"OR",562.4,116.2,3]
[2020,1754.7,2495.4,14,106,440.9,22,1131.95,30,2815.39,815.7,9626.0400000000009,null,"NJ",513.85,21.3,1]
[2021,1232.3,3945.34,null,287.31,998,30,1706.9,5,2567.8000000000002,1748.2,12520.86,null,"IN",494.37,321.39999999999998,8]
[null,null,null,null,null,null,null,null,null,null,null,null,null,"IL",446.15,417.9,5]
[null,"Cumulative Capacity (MWAC)",null,null,null,null,null,null,null,null,null,null,null,"WI",434,270,3]
["Solar COD","CAISO","ERCOT","HI","ISO-NE","MISO","NYISO","PJM","SPP","Southeast (non-ISO)","West (non-ISO)","Total",null,"AL",425.1,227,1]
[2007,null,null,null,null,null,null,null,null,null,18.899999999999999,18.899999999999999,null,"OH",420.58,363.5,3]
[2008,10,null,null,null,null,null,null,null,null,18.899999999999999,28.9,null,"MI",294.02999999999997,116.9,2]
[2009,31,null,null,null,null,null,null,null,25,18.899999999999999,74.900000000000006,null,"MN",270.08,7.3,1]
[2010,79,13.9,null,null,null,null,23.43,null,65.099999999999994,68.540000000000006,249.97,null,"HI",255.41]
[2011,174,43.9,null,null,null,31.5,97.01,49.86,70.599999999999994,268.25,735.12,null,"ID",240]
[2012,599.41999999999996,74.3,5.76,null,null,31.5,204.41,49.86,110.7,620.30999999999995,1696.26,null,"MD",238.7,20,1]
[2013,1499.52,125,5.76,null,38.799999999999997,31.5,221.71,49.86,154.35,913.55,3040.05,null,"AR",208.5,5,1]
[2014,4175.96,164.6,17.760000000000002,20.25,55.51,31.5,324.16000000000003,49.86,216.03,1168.5,6224.14,null,"MS",207.1]
[2015,5513.12,294.86,39.96,20.25,75.91,31.5,570.32000000000005,49.86,631.13,1883.91,9110.82,null,"NY",205.61,30,3]
[2016,8615.31,564.36,46.46,46.86,186.51,41,939.11,214.86,1966.01,3931.69,16552.18,null,"ME",172.7,113.4,4]
[2017,9144.2000000000007,1225.1099999999999,92.06,74.06,459.8,56,1411.9,233.54,3166.69,4767.5200000000004,20630.900000000001,null,"TN",171.28,9,1]
[2018,9980,1871.11,112.06,138.65,571.42999999999995,88.6,1772.8,251.94,4543.99,5262.42,24593.02,null,"MA",166.08,70.010000000000005,14]
[2019,10958.8,2368.81,241.41,249.13,584.63,153.6,2264.9299999999998,267.94,6092.2,6017.72,29199.18,null,"CT",151.5,65.5,2]
[2020,12713.5,4864.21,255.41,355.14,1025.53,175.6,3396.88,297.95,8907.58,6833.42,38825.22,null,"RI",122.58,38.4,4]
[2021,13945.8,8809.5499999999993,255.41,642.45000000000005,2023.53,205.61,5103.78,302.95,11475.38,8581.6200000000008,51346.080000000002,null,"IA",100,100,1]
[null,null,null,null,null,null,null,null,null,null,null,null,null,"PA",88.5]
[null,"Annual Capacity Additions (MWDC)",null,null,null,null,null,null,null,null,null,null,null,"WY",80]
["Solar COD","CAISO","ERCOT","HI","ISO-NE","MISO","NYISO","PJM","SPP","Southeast (non-ISO)","West (non-ISO)","Total",null,"LA",70]
[2007,null,null,null,null,null,null,null,null,null,22.28,22.28,null,"VT",29.59]
[2008,12.14,null,null,null,null,null,null,null,null,null,12.14,null,"MO",26.32,10,1]
[2009,25.2,null,null,null,null,null,null,null,27.6,null,52.8,null,"KS",26]
[2010,60.5,16.600000000000001,null,null,null,null,28.17,null,48.3,57.15,210.72,null,"OK",25]
[2011,118.41,34.99,null,null,null,37.69,85.32,54,5.92,242.82,579.15,null,"DE",22]
[2012,560.54999999999995,35.43,7.2,null,null,null,133.72999999999999,null,49.31,431.2,1217.42,null,"WA",19.2]
[2013,1171.33,61.67,null,null,52.27,null,21.36,null,55,392.52,1754.16,null,"KY",18.5]
[2014,3462.85,48.1,14.26,24.66,22.06,null,139.33000000000001,null,78.599999999999994,322.10000000000002,4111.96,null,"NE",5.76]
[2015,1697.12,162.37,28.83,null,27.27,null,332.86,null,563.24,939.58,3751.27]
[2016,3981.58,344.1,8.1300000000000008,36.54,152.15,14.25,469.58,223.6,1794.3,2647.55,9671.7800000000007]
[2017,700.85,855.63,63.59,34.56,385.09,19.02,621.27,24.73,1628.3,1091.58,5424.62]
[2018,1120.33,854.69,28.19,87.95,119.14,42.4,506.69,24.07,1959.88,655.38,5398.72]
[2019,1222.8599999999999,647.44000000000005,137.6,155.5,16.670000000000002,87.2,672.25,19.27,2158.37,980.45,6097.6]
[2020,2277.73,3246.09,19.3,147.27000000000001,626.48,28.71,1513.15,39.700000000000003,3858.09,1055.44,12811.97]
[2021,1607.3,5263.8,null,407.42,1319.03,41.43,2251.81,6.42,3516.4,2270.5700000000002,16684.18]
[]
[null,"Cumulative Capacity (MWDC)"]
["Solar COD","CAISO","ERCOT","HI","ISO-NE","MISO","NYISO","PJM","SPP","Southeast (non-ISO)","West (non-ISO)","Total"]
[2007,null,null,null,null,null,null,null,null,null,22.28,22.28]
[2008,12.14,null,null,null,null,null,null,null,null,22.28,34.42]
[2009,37.340000000000003,null,null,null,null,null,null,null,27.6,22.28,87.22]
[2010,97.84,16.600000000000001,null,null,null,null,28.17,null,75.900000000000006,79.430000000000007,297.94]
[2011,216.25,51.59,null,null,null,37.69,113.5,54,81.81,322.25,877.09]
[2012,776.79,87.02,7.2,null,null,37.69,247.23,54,131.13,753.45,2094.5100000000002]
[2013,1948.13,148.69999999999999,7.2,null,52.27,37.69,268.58999999999997,54,186.13,1145.97,3848.68]
[2014,5410.98,196.8,21.46,24.66,74.33,37.69,407.92,54,264.73,1468.07,7960.64]
[2015,7108.1,359.17,50.29,24.66,101.6,37.69,740.78,54,827.97,2407.66,11711.92]
[2016,11089.69,703.27,58.42,61.2,253.75,51.94,1210.3599999999999,277.60000000000002,2622.27,5055.21,21383.7]
[2017,11790.53,1558.9,122.01,95.76,638.84,70.959999999999994,1831.63,302.33,4250.57,6146.79,26808.32]
[2018,12910.86,2413.59,150.19999999999999,183.72,757.98,113.36,2338.3200000000002,326.39999999999998,6210.45,6802.17,32207.040000000001]
[2019,14133.71,3061.03,287.8,339.22,774.65,200.56,3010.57,345.67,8368.81,7782.62,38304.639999999999]
[2020,16411.439999999999,6307.12,307.10000000000002,486.48,1401.13,229.27,4523.72,385.37,12226.9,8838.06,51116.6]
[2021,18018.740000000002,11570.92,307.10000000000002,893.9,2720.16,270.7,6775.53,391.79,15743.3,11108.63,67800.78]
[]
[null,"Annual New Project Count"]
["Solar COD","CAISO","ERCOT","HI","ISO-NE","MISO","NYISO","PJM","SPP","Southeast (non-ISO)","West (non-ISO)","Total"]
[2007,null,null,null,null,null,null,null,null,null,2,2]
[2008,1,null,null,null,null,null,null,null,null,null,1]
[2009,1,null,null,null,null,null,null,null,1,null,2]
[2010,1,1,null,null,null,null,3,null,3,2,10]
[2011,6,1,null,null,null,1,7,5,1,14,35]
[2012,10,3,1,null,null,null,9,null,3,18,44]
[2013,16,2,null,null,4,null,2,null,3,11,38]
[2014,32,1,1,2,2,null,9,null,3,15,65]
[2015,34,3,2,null,3,null,13,null,16,18,89]
[2016,45,2,1,2,3,1,23,3,30,42,152]
[2017,24,15,3,4,17,2,23,3,47,28,166]
[2018,7,10,1,4,4,2,15,2,29,22,96]
[2019,11,9,4,9,2,5,20,3,26,22,111]
[2020,19,16,1,7,11,4,34,3,45,24,164]
[2021,14,20,null,24,16,3,29,1,32,17,156]
[]
[null,"Cumulative Project Count"]
["Solar COD","CAISO","ERCOT","HI","ISO-NE","MISO","NYISO","PJM","SPP","Southeast (non-ISO)","West (non-ISO)","Total"]
[2007,null,null,null,null,null,null,null,null,null,2,2]
[2008,1,null,null,null,null,null,null,null,null,2,3]
[2009,2,null,null,null,null,null,null,null,1,2,5]
[2010,3,1,null,null,null,null,3,null,4,4,15]
[2011,9,2,null,null,null,1,10,5,5,18,50]
[2012,19,5,1,null,null,1,19,5,8,36,94]
[2013,35,7,1,null,4,1,21,5,11,47,132]
[2014,67,8,2,2,6,1,30,5,14,62,197]
[2015,101,11,4,2,9,1,43,5,30,80,286]
[2016,146,13,5,4,12,2,66,8,60,122,438]
[2017,170,28,8,8,29,4,89,11,107,150,604]
[2018,177,38,9,12,33,6,104,13,136,172,700]
[2019,188,47,13,21,35,11,124,16,162,194,811]
[2020,207,63,14,28,46,15,158,19,207,218,975]
[2021,221,83,14,52,62,18,187,20,239,235,1131]

{"sheet":"PV+Storage Capacity by Region","index":8,"n_rows":513,"n_cols":27,"rows_kept":513,"cut":false,"hidden":false,"merged":[[68,1,68,11],[79,1,79,11],[24,1,24,11],[24,14,25,14],[24,15,24,20],[24,21,24,26],[35,1,35,11],[46,1,46,11],[47,14,47,19],[57,1,57,11]]}
["Annual and cumulative storage capacity that is coupled with utility-scale PV by region",null,null,null,null,null,null,null,null,null,null,null,null,null,"Annual and cumulative utility-scale PV capacity with/without hybrid capabilities"]
[]
[]
[]
[]
[]
[]
[]
[]
[]
[]
[]
[]
[]
[]
[]
[]
[]
[]
[]
[]
[]
["Sources: Berkeley Lab: Capacity Information, NREL: Long-Term Annual Average Solar Resource"]
[]
[null,"Annual Capacity Additions (Storage MW)",null,null,null,null,null,null,null,null,null,null,null,null,"Installation Year","PV standalone",null,null,null,null,null,"PV-storage hybrid"]
["Storage COD","CAISO","ERCOT","HI","ISO-NE","MISO","NYISO","PJM","SPP","Southeast (non-ISO)","West (non-ISO)","Total",null,null,null,"Annual New Project Count","Annual Retrofit Project Count","Cumulative Net Project Count","Annual New Solar \nCapacity GWAC","Annual Retrofit Solar \nCapacity GWAC","Cumulative Net Solar\nCapacity GWAC","Annual New Project Count","Annual Retrofit Project Count","Cumulative  Project Count","Annual New Solar \nCapacity GWAC","Annual Retrofit Solar \nCapacity GWAC","Cumulative   Solar\nCapacity GWAC"]
[2012,null,null,3,null,null,null,null,null,null,null,3,null,null,2007,2,null,2,0.02,null,0.02]
[2013,null,null,null,null,null,null,33,null,null,null,33,null,null,2008,1,null,3,0.01,null,0.03]
[2016,null,1,null,null,null,null,null,null,null,null,1,null,null,2009,2,null,5,0.05,null,7.0000000000000007E-2]
[2017,null,null,13.6,null,null,null,null,null,1,null,14.6,null,null,2010,10,null,15,0.18,null,0.25]
[2018,null,null,20,null,9,null,null,null,14,46,89,null,null,2011,35,null,50,0.49,null,0.74]
[2019,null,20,null,13.3,null,null,null,12,2,1.5,48.8,null,null,2012,43,null,93,0.96,null,1.69,1,null,1,0.01,null,0.01]
[2020,null,null,null,4.0999999999999996,null,5.82,null,null,null,null,9.92,null,null,2013,38,-1,130,1.34,-0.02,3.01,null,1,2,null,0.02,0.03]
[2021,1221.95,185,14,50.88,null,13.5,10,null,577,146,2218.33,null,null,2014,65,null,195,3.18,null,6.2]
[null,null,null,null,null,null,null,null,null,null,null,null,null,null,2015,88,null,283,2.88,null,9.07]
[null,"Cumulative Capacity (Storage MW)",null,null,null,null,null,null,null,null,null,null,null,null,2016,151,-1,433,7.39,-0.04,16.43,null,1,3,null,0.04,7.0000000000000007E-2]
["Storage COD","CAISO","ERCOT","HI","ISO-NE","MISO","NYISO","PJM","SPP","Southeast (non-ISO)","West (non-ISO)","Total",null,null,2017,162,null,595,4.04,null,20.46,2,null,5,0.02,null,0.09]
[2012,null,null,3,null,null,null,null,null,null,null,3,null,null,2018,92,-3,684,3.91,-0.2,24.16,3,3,11,0.05,0.2,0.34]
[2013,null,null,3,null,null,null,33,null,null,null,36,null,null,2019,98,-3,779,4.42,-0.19,28.39,8,3,22,0.13,0.19,0.66]
[2016,null,1,3,null,null,null,33,null,null,null,37,null,null,2020,155,-1,933,9.5500000000000007,-0.01,37.94,3,1,26,0.02,0.01,0.68]
[2017,null,1,16.600000000000001,null,null,null,33,null,1,null,51.6,null,null,2021,127,-18,1042,10.72,-1.73,46.93,29,18,73,1.8,1.73,4.21]
[2018,null,1,36.6,null,9,null,33,null,15,46,140.6]
[2019,null,21,36.6,13.3,9,null,33,12,17,47.5,189.4]
[2020,null,21,36.6,17.399999999999999,9,5.82,33,12,17,47.5,199.32]
[2021,1221.95,206,50.6,68.28,9,19.32,43,12,594,193.5,2417.65]
[]
[null,"Annual Energy Additions (Storage MWh)"]
["Storage COD","CAISO","ERCOT","HI","ISO-NE","MISO","NYISO","PJM","SPP","Southeast (non-ISO)","West (non-ISO)","Total",null,null,"State-level Hybrid Statistics"]
[2012,null,null,2.0099999999999998,null,null,null,null,null,null,null,2.0099999999999998,null,null,"State","2021 Annual New Project Count","2021 Annual Capacity MW","Cumulative Capacity MW","2021 Annual Energy MWh","Cumulative Energy MWh"]
[2013,null,null,null,null,null,null,13.5,null,null,null,13.5,null,null,"CA",14,1221.95,1259.45,4799.3999999999996,4818.8999999999996]
[2016,null,0.25,null,null,null,null,null,null,null,null,0.25,null,null,"FL",4,487,503,1086,1146]
[2017,null,null,57.12,null,null,null,null,null,2,null,59.12,null,null,"TX",3,185,206,231,283.25]
[2018,null,null,100,null,18,null,null,null,56,58,232,null,null,"NV",2,115,115,460,460]
[2019,null,52,null,35.200000000000003,null,null,null,26.2,4,1.5,118.9,null,null,"MA",14,50.88,64.62,142.88,166.78]
[2020,null,null,null,8.5,null,13.2,null,null,null,null,21.7,null,null,"HI",1,14,56.6,70,233.76]
[2021,4799.3999999999996,231,70,142.88,null,37.6,10,null,1166,492,6948.88,null,null,"SC",1,50,50,0,0]
[null,null,null,null,null,null,null,null,null,null,null,null,null,null,"AZ",1,30,40,30,70]
[null,"Cumulative Energy (Storage MWh)",null,null,null,null,null,null,null,null,null,null,null,null,"GA",1,40,40,80,80]
["Storage COD","CAISO","ERCOT","HI","ISO-NE","MISO","NYISO","PJM","SPP","Southeast (non-ISO)","West (non-ISO)","Total",null,null,"IL",null,null,33,null,13.5]
[2012,null,null,2.0099999999999998,null,null,null,null,null,null,null,2.0099999999999998,null,null,"NY",4,13.5,19.32,37.6,46.4]
[2013,null,null,2.0099999999999998,null,null,null,13.5,null,null,null,15.51,null,null,"AR",null,null,12,null,26.2]
[2016,null,0.25,2.0099999999999998,null,null,null,13.5,null,null,null,15.76,null,null,"NC",1,10,10,10,10]
[2017,null,0.25,59.13,null,null,null,13.5,null,2,null,74.88,null,null,"MN",null,null,9,null,18]
[2018,null,0.25,159.13,null,18,null,13.5,null,58,58,306.88,null,null,"VT",null,null,4,null,16]
[2019,null,52.25,159.13,35.200000000000003,18,null,13.5,26.2,62,59.5,425.78,null,null,"CO",1,1,1,2,2]
[2020,null,52.25,159.13,43.7,18,13.2,13.5,26.2,62,59.5,447.48,null,null,"AL",null,null,1,null,2]
[2021,4799.3999999999996,283.25,229.13,186.58,18,50.8,23.5,26.2,1228,551.5,7396.36]
[]
[null,"Annual New Project Count"]
["Storage COD","CAISO","ERCOT","HI","ISO-NE","MISO","NYISO","PJM","SPP","Southeast (non-ISO)","West (non-ISO)","Total"]
[2012,null,null,1,null,null,null,null,null,null,null,1]
[2013,null,null,null,null,null,null,1,null,null,null,1]
[2016,null,1,null,null,null,null,null,null,null,null,1]
[2017,null,null,1,null,null,null,null,null,1,null,2]
[2018,null,null,1,null,1,null,null,null,2,2,6]
[2019,null,2,null,5,null,null,null,2,1,1,11]
[2020,null,null,null,2,null,2,null,null,null,null,4]
[2021,14,3,1,14,null,4,1,null,6,4,47]
[]
[null,"Cumulative Project Count"]
["Storage COD","CAISO","ERCOT","HI","ISO-NE","MISO","NYISO","PJM","SPP","Southeast (non-ISO)","West (non-ISO)","Total"]
[2012,null,null,1,null,null,null,null,null,null,null,1]
[2013,null,null,1,null,null,null,1,null,null,null,2]
[2016,null,1,1,null,null,null,1,null,null,null,3]
[2017,null,1,2,null,null,null,1,null,1,null,5]
[2018,null,1,3,null,1,null,1,null,3,2,11]
[2019,null,3,3,5,1,null,1,2,4,3,22]
[2020,null,3,3,7,1,2,1,2,4,3,26]
[2021,14,6,4,21,1,6,2,2,10,7,73]
[]
[]
[]
[]
[]
[]
[]
[]
[]
[]
[]
[]
[]
[]
[]
[]
[]
[]
[]
[]
[]
[]
[]
[]
[]
[]
[]
[]
[]
[]
[]
[]
[]
[]
[]
[]
[]
[]
[]
[]
[]
[]
[]
[]
[]
[]
[]
[]
[]
[]
[]
[]
[]
[]
[]
[]
[]
[]
[]
[]
[]
[]
[]
[]
[]
[]
[]
[]
[]
[]
[]
[]
[]
[]
[]
[]
[]
[]
[]
[]
[]
[]
[]
[]
[]
[]
[]
[]
[]
[]
[]
[]
[]
[]
[]
[]
[]
[]
[]
[]
[]
[]
[]
[]
[]
[]
[]
[]
[]
[]
[]
[]
[]
[]
[]
[]
[]
[]
[]
[]
[]
[]
[]
[]
[]
[]
[]
[]
[]
[]
[]
[]
[]
[]
[]
[]
[]
[]
[]
[]
[]
[]
[]
[]
[]
[]
[]
[]
[]
[]
[]
[]
[]
[]
[]
[]
[]
[]
[]
[]
[]
[]
[]
[]
[]
[]
[]
[]
[]
[]
[]
[]
[]
[]
[]
[]
[]
[]
[]
[]
[]
[]
[]
[]
[]
[]
[]
[]
[]
[]
[]
[]
[]
[]
[]
[]
[]
[]
[]
[]
[]
[]
[]
[]
[]
[]
[]
[]
[]
[]
[]
[]
[]
[]
[]
[]
[]
[]
[]
[]
[]
[]
[]
[]
[]
[]
[]
[]
[]
[]
[]
[]
[]
[]
[]
[]
[]
[]
[]
[]
[]
[]
[]
[]
[]
[]
[]
[]
[]
[]
[]
[]
[]
[]
[]
[]
[]
[]
[]
[]
[]
[]
[]
[]
[]
[]
[]
[]
[]
[]
[]
[]
[]
[]
[]
[]
[]
[]
[]
[]
[]
[]
[]
[]
[]
[]
[]
[]
[]
[]
[]
[]
[]
[]
[]
[]
[]
[]
[]
[]
[]
[]
[]
[]
[]
[]
[]
[]
[]
[]
[]
[]
[]
[]
[]
[]
[]
[]
[]
[]
[]
[]
[]
[]
[]
[]
[]
[]
[]
[]
[]
[]
[]
[]
[]
[]
[]
[]
[]
[]
[]
[]
[]
[]
[]
[]
[]
[]
[]
[]
[]
[]
[]
[]
[]
[]
[]
[]
[]
[]
[]
[]
[]
[]
[]
[]
[]
[]
[]
[]
[]
[]
[]
[]
[]
[]
[]
[]
[]
[]
[]
[]
[]
[]
[]
[]
[]
[]
[]
[]
[]
[]
[]
[]
[]
[]
[]
[]
[]
[]
[]
[]
[]
[]
[]
[]
[null,null,null,null,null,null,null,null,null,null,null,null,null,null,"State","2021 Annual New Project Count","2021 Annual Capacity MW","Cumulative Capacity MW","2021 Annual Energy MWh","Cumulative Energy MWh"]
[null,null,null,null,null,null,null,null,null,null,null,null,null,null,"CA",14,1221.95,1259.45,4799.3999999999996,4818.8999999999996]
[null,null,null,null,null,null,null,null,null,null,null,null,null,null,"FL",4,487,503,1086,1146]
[null,null,null,null,null,null,null,null,null,null,null,null,null,null,"TX",3,185,206,231,283.25]
[null,null,null,null,null,null,null,null,null,null,null,null,null,null,"NV",2,115,115,460,460]
[null,null,null,null,null,null,null,null,null,null,null,null,null,null,"MA",14,50.88,64.28,142.88,170.58]
[null,null,null,null,null,null,null,null,null,null,null,null,null,null,"HI",1,14,56.6,70,233.76]
[null,null,null,null,null,null,null,null,null,null,null,null,null,null,"SC",1,50,50,0,0]
[null,null,null,null,null,null,null,null,null,null,null,null,null,null,"AZ",1,30,40,30,70]
[null,null,null,null,null,null,null,null,null,null,null,null,null,null,"GA",1,40,40,80,80]
[null,null,null,null,null,null,null,null,null,null,null,null,null,null,"IL",null,null,33,null,13.5]
[null,null,null,null,null,null,null,null,null,null,null,null,null,null,"NY",4,13.5,19.32,37.6,50.8]
[null,null,null,null,null,null,null,null,null,null,null,null,null,null,"AR",null,null,12,null,26.2]
[null,null,null,null,null,null,null,null,null,null,null,null,null,null,"NC",1,10,10,10,10]
[null,null,null,null,null,null,null,null,null,null,null,null,null,null,"MN",null,null,9,null,18]
[null,null,null,null,null,null,null,null,null,null,null,null,null,null,"VT",null,null,4,null,16]
[null,null,null,null,null,null,null,null,null,null,null,null,null,null,"CO",1,1,1,2,2]
[null,null,null,null,null,null,null,null,null,null,null,null,null,null,"AL",null,null,1,null,2]

{"sheet":"PV Capacity by Technology","index":9,"n_rows":123,"n_cols":35,"rows_kept":123,"cut":false,"hidden":false,"merged":[[23,21,23,24],[23,25,23,28],[23,29,23,32],[45,0,46,0],[45,1,45,15],[23,0,24,0],[23,1,23,4],[23,5,23,8],[23,9,23,12],[23,13,23,16],[23,17,23,20]]}
["Annual and cumulative utility-scale PV capacity by module and/or mounting type",null,null,null,null,null,null,null,null,"Annual and cumulative utility-scale PV capacity by mounting type",null,null,null,null,null,null,null,null,null,"Annual and cumulative utility-scale PV capacity by module type",null,null,null,null,null,null,null,null,null,null,"2021 utility-scale PV capacity by module manufacturer"]
[]
[]
[]
[]
[]
[]
[]
[]
[]
[]
[]
[]
[]
[]
[]
[]
[]
[]
[]
[]
[]
["Sources: Berkeley Lab"]
["Installation Year","Tracking c-Si",null,null,null,"Fixed-Tilt c-Si",null,null,null,"Tracking Thin-Film",null,null,null,"Fixed-Tilt Thin-Film",null,null,null,"Total Tracking",null,null,null,"Total Fixed-Tilt",null,null,null,"Total c-Si",null,null,null,"Total Thin-Film"]
[null,"Annual Project Count","Cumulative Project Count","Annual \nCapacity GWAC","Cumulative \nCapacity GWAC","Annual Project Count","Cumulative Project Count","Annual \nCapacity GWAC","Cumulative \nCapacity GWAC","Annual Project Count","Cumulative Project Count","Annual \nCapacity GWAC","Cumulative \nCapacity GWAC","Annual Project Count","Cumulative Project Count","Annual \nCapacity GWAC","Cumulative \nCapacity GWAC","Annual Project Count","Cumulative Project Count","Annual \nCapacity GWAC","Cumulative \nCapacity GWAC","Annual Project Count","Cumulative Project Count","Annual \nCapacity GWAC","Cumulative \nCapacity GWAC","Annual Project Count","Cumulative Project Count","Annual \nCapacity GWAC","Cumulative \nCapacity GWAC","Annual Project Count","Cumulative Project Count","Annual \nCapacity GWAC","Cumulative \nCapacity GWAC"]
[2007,1,1,0.01,0.01,null,null,null,null,null,null,null,null,null,null,null,null,1,1,0.01,0.01,null,null,null,null,1,1,0.01,0.01]
[2008,null,1,null,0.01,null,null,null,null,null,null,null,null,1,1,0.01,0.01,null,1,null,0.01,1,1,0.01,0.01,null,1,null,0.01,1,1,0.01,0.01]
[2009,1,2,0.02,0.04,null,null,null,null,null,null,null,null,1,2,0.02,0.03,1,2,0.02,0.04,1,2,0.02,0.03,1,2,0.02,0.04,1,2,0.02,0.03]
[2010,3,5,0.04,0.08,2,2,0.02,0.02,null,null,null,null,5,7,0.12,0.15,3,5,0.04,0.08,7,9,0.13,0.16,5,7,0.06,0.1,5,7,0.12,0.15]
[2011,17,22,0.23,0.31,9,11,0.14000000000000001,0.15,1,1,0.02,0.02,7,14,0.1,0.24,19,24,0.25,0.33,16,25,0.23,0.39,26,33,0.36,0.46,8,15,0.12,0.26]
[2012,21,43,0.35,0.66,15,26,0.35,0.5,1,2,0.03,0.05,6,20,0.2,0.44,23,47,0.41,0.74,21,46,0.55000000000000004,0.95,36,69,0.7,1.1599999999999999,7,22,0.23,0.49]
[2013,20,63,0.74,1.4,10,36,0.11,0.61,null,2,null,0.05,8,28,0.5,0.94,20,67,0.74,1.48,18,64,0.61,1.55,30,99,0.85,2.0099999999999998,8,30,0.5,0.99]
[2014,29,92,0.75,2.14,18,54,0.2,0.82,11,13,0.53,0.57999999999999996,5,33,1.68,2.62,41,108,1.29,2.77,23,87,1.88,3.44,47,146,0.95,2.96,16,46,2.2200000000000002,3.2]
[2015,43,135,1.66,3.8,26,80,0.67,1.48,12,25,0.34,0.92,7,40,0.21,2.83,56,164,2.0099999999999998,4.78,33,120,0.87,4.3099999999999996,69,215,2.33,5.29,19,65,0.54,3.74]
[2016,93,228,4.79,8.59,38,118,0.92,2.41,15,40,1.1100000000000001,2.02,6,46,0.62,3.45,108,272,5.9,10.68,44,164,1.54,5.86,131,346,5.71,11,21,86,1.73,5.47]
[2017,105,333,2.54,11.13,36,154,0.62,3.03,16,56,0.65,2.68,9,55,0.26,3.71,121,393,3.2,13.87,45,209,0.88,6.74,141,487,3.17,14.17,25,111,0.91,6.38]
[2018,41,374,1.75,12.89,33,187,1.22,4.26,21,77,0.94,3.62,1,56,0.05,3.76,62,455,2.69,16.559999999999999,34,243,1.27,8.01,74,561,2.98,17.14,22,133,0.99,7.37]
[2019,61,435,2.4,15.29,28,215,0.56000000000000005,4.82,21,98,1.6,5.21,1,57,0.04,3.8,82,537,4,20.56,29,272,0.61,8.6199999999999992,89,650,2.97,20.11,22,155,1.64,9.01]
[2020,100,535,6.07,21.35,26,241,0.76,5.58,34,132,2.63,7.84,4,61,0.17,3.97,134,671,8.69,29.25,30,302,0.93,9.5500000000000007,126,776,6.82,26.93,38,193,2.8,11.81,null,{"$f":"R39/(R39+V39)","v":0.81707317073170727}]
[2021,84,619,7.36,28.71,39,280,1.29,6.87,33,165,3.87,11.71,null,61,null,3.97,117,788,11.23,40.479999999999997,39,341,1.29,10.84,123,899,8.65,35.58,33,226,3.87,15.68,null,{"$f":"R40/(R40+V40)","v":0.75}]
[]
[]
[]
[]
[]
["Installation Year","Project Capacity MWAC by Module Manufacturer"]
[null,2007,2008,2009,2010,2011,2012,2013,2014,2015,2016,2017,2018,2019,2020,2021]
["ASE",null,null,null,null,null,null,null,14]
["AUO",null,null,null,null,null,null,null,6]
["Adani",null,null,null,null,null,null,null,null,null,null,null,20]
["Amonix",null,null,null,null,5,30]
["Astroenergy",null,null,null,null,null,5,null,null,null,null,null,null,16,null,330]
["BP Solar",null,null,null,null,32,null,null,14]
["BYD",null,null,null,null,null,null,null,49,79,166,28]
["Bosch",null,null,null,null,null,12]
["Boviet",null,null,null,null,null,null,null,null,null,null,null,10,23,77]
["CSUN",null,null,null,null,null,null,null,null,null,6,null,7,9,8]
["Canadian Solar",null,null,null,null,null,82,55,175,113,826,175,295,400,200,704]
["Chaori",null,null,null,null,null,null,null,null,null,7]
["ET Solar",null,null,null,null,null,6,null,30,null,39,null,6,null,65]
["EcoSolargy",null,null,null,null,null,null,null,null,null,7]
["First Solar",null,10,21,115,72,203,469,2229,496,1682,882,819,1394,2420,3050]
["Flextronics",null,null,null,null,null,null,null,null,null,null,5]
["GCL",null,null,null,null,null,null,null,null,null,null,50]
["GE",null,null,null,null,null,20,10,null,10]
["GES",null,null,null,null,null,null,10,null,10]
["Gloria Solar",null,null,null,null,null,null,null,14]
["Hanwha",null,null,null,null,null,39,null,8,100,259,459,877,215,439,313]
["Hyundai",null,null,null,null,null,null,129,null,null,15,28,null,null,null,14]
["JA Solar",null,null,null,null,null,8,9,40,30,80,63,57,110,21,451]
["Jinko Solar",null,null,null,null,null,null,29,143,495,912,542,316,230,659,1246]
["Kyocera",null,null,null,null,null,null,129]
["LDK",null,null,null,null,12,6,null,8]
["LG",null,null,null,null,null,null,null,null,null,12,13,9,30]
["LG Solar",null,null,null,null,null,null,null,null,null,null,null,null,14]
["LONGi",null,null,null,null,null,null,null,null,null,null,null,null,400,221,567]
["Lightway",null,null,null,null,null,null,null,7]
["MEMC",null,null,null,null,20,67,30]
["Mission Solar Energy",null,null,null,null,null,null,null,null,100,null,160,50]
["Phono Solar",null,null,null,null,null,null,null,null,null,20]
["REC",null,null,null,null,null,null,null,null,12,265,20,12,20,null,5]
["Renesola",null,null,null,null,null,null,null,59,14,14]
["Risen Energy",null,null,null,null,null,null,null,null,null,null,null,122,null,100,100]
["S-Energy",null,null,null,null,null,null,null,null,null,62]
["SAAE",null,null,null,null,null,null,null,null,null,null,null,null,13]
["Seraphim",null,null,null,null,null,null,null,null,null,null,10,10]
["Sharp",null,null,null,null,45,null,38]
["Soitec",null,null,null,null,null,null,null,6]
["Solar Frontier",null,null,null,null,null,null,110,null,45,45,30,168]
["SolarWorld",null,null,null,null,null,16,20,null,13,56,55]
["Solarfun Power",null,null,null,null,20]
["Solon",7,null,null,null,32]
["SunEdison",null,null,null,null,null,null,null,131,20,245]
["SunModule",null,null,null,null,null,null,null,null,null,12]
["SunPower",12,null,25,37,74,57,296,null,794,429,151,30,46,30]
["Suniva",null,null,null,null,null,null,16,12,null,5,48]
["Suntech Power",null,null,null,null,68,253,37,6,27]
["Talesun",null,null,null,null,null,null,null,null,null,null,null,75]
["Topoint",null,null,null,null,null,null,null,7]
["Trina",null,null,null,null,50,90,14,37,596,1220,299,56,80,400,40]
["VSUN",null,null,null,null,null,null,null,null,null,null,null,null,null,null,130]
["Vikram",null,null,null,null,null,null,null,null,null,null,null,null,null,null,5]
["Waaree Solar",null,null,null,null,null,null,null,null,null,null,null,null,null,null,290]
["Yes! Solar",null,null,null,null,10]
["Yingli",null,null,null,5,20,67,110,262,85,381,null,65,null,null,16]
["Unknown",null,null,null,18,25,82,131,157,135,864,1185,958,2021,5236,5919]
["All PV Projects",19,10,46,175,485,961,1344,3184,2887,7441,4079,3962,4606,9626,12521]
["Note: Some projects are assigned to multiple modules manufacturers. The sum of the annual project capacity may thus exceed the capacity of \"All PV Projects\"."]
[]
[]
[null,2021]
["Other",80]
["Risen Energy",100]
["VSUN",130]
["Waaree Solar",290]
["Hanwha",313]
["Astroenergy",330]
["JA Solar",451]
["LONGi",567]
["Canadian Solar",704]
["Jinko Solar",1246]
["First Solar",3050]
["Unknown",5919]

{"sheet":"PV Capacity by Develop-Offtaker","index":10,"n_rows":123,"n_cols":22,"rows_kept":123,"cut":false,"hidden":false,"merged":[[26,0,27,0],[26,1,26,16],[111,0,112,0],[111,1,111,16]]}
["Developers of utility-scale solar project capacity coming online in 2021",null,null,null,null,null,null,null,"PPA Offtakers of utility-scale solar project capacity coming online in 2021"]
[]
[]
[]
[]
[]
[]
[]
[]
[]
[]
[]
[]
[]
[]
[]
[]
[]
[]
[]
[]
[]
[]
[]
[]
[]
["Installation Year","Project Capacity MWAC by Developer"]
[null,2007,2008,2009,2010,2011,2012,2013,2014,2015,2016,2017,2018,2019,2020,2021,"Total",null,null,null,null,2021]
["SunEnergy1",null,null,null,null,null,null,null,null,null,null,null,null,null,25,80,105,null,null,null,"Duke Energy Carolinas",69]
["Duke Energy Carolinas",null,null,null,null,null,null,null,null,null,15,null,6,null,25,69,116,null,null,null,"Gulf Power",74]
["Geronimo Energy",null,null,null,null,null,null,null,null,null,null,76,null,null,40,null,116,null,null,null,"SunEnergy1",80]
["Energix",null,null,null,null,null,null,null,null,null,null,null,null,null,67,49,116,null,null,null,"Dominion Resources",88]
["NJR Clean Energy",null,null,null,null,12,null,null,8,null,6,18,44,15,17,null,119,null,null,null,"Clenera",100]
["NRG Energy",null,null,null,null,20,26,26,6,null,20,21,null,null,null,null,120,null,null,null,"DEPCOM Power",102]
["McCarthy",null,null,null,null,null,null,null,null,null,null,null,null,null,null,135,135,null,null,null,"Idemitsu Renewables",120]
["RWE Renewables",null,null,null,null,null,null,null,18,19,null,null,null,100,null,null,136,null,null,null,"Belltown Power",124]
["Terra Gen",null,null,null,null,null,null,null,null,null,null,null,null,null,null,141,141,null,null,null,"Southern Company",128]
["Gulf Power",null,null,null,null,null,null,null,null,null,null,null,null,null,74,74,149,null,null,null,"Tampa Electric",134]
["Florida Municipal Power Agency",null,null,null,null,null,null,null,null,null,null,null,null,null,149,null,149,null,null,null,"McCarthy",135]
["Sun Streams 2 LLC",null,null,null,null,null,null,null,null,null,null,null,null,null,null,150,150,null,null,null,"Terra Gen",141]
["Ecoplexus",null,null,null,null,null,null,null,null,20,20,49,null,10,59,null,158,null,null,null,"Sun Streams 2 LLC",150]
["Lendlease Energy",null,null,null,null,null,null,null,null,null,null,null,null,null,null,160,160,null,null,null,"Lendlease Energy",160]
["Scatec Solar",null,null,null,null,null,null,null,null,80,80,null,null,null,null,null,160,null,null,null,"Skylar Resources",180]
["Skylar Resources",null,null,null,null,null,null,null,null,null,null,null,null,null,null,180,180,null,null,null,"Community Energy",180]
["D.E. Shaw",null,null,null,null,null,null,null,null,null,null,null,null,null,180,null,180,null,null,null,"ConEdison Development",181]
["GCL New Energy",null,null,null,null,null,70,20,null,null,null,60,38,null,null,null,188,null,null,null,"Canadian Solar",194]
["ConEdison Development",null,null,null,null,null,null,null,null,null,null,null,null,null,10,181,191,null,null,null,"National Grid Renewables",200]
["Canadian Solar",null,null,null,null,null,null,null,null,null,null,null,null,null,null,194,194,null,null,null,"EDP Renewables",200]
["National Grid Renewables",null,null,null,null,null,null,null,null,null,null,null,null,null,null,200,200,null,null,null,"Innergex Renewable Energy",200]
["RES Americas",null,null,null,null,30,null,null,null,null,null,102,null,73,null,null,205,null,null,null,"Swinerton",203]
["PNM",null,null,null,null,null,null,null,null,20,null,10,20,100,55,null,205,null,null,null,"Ranger Power",209]
["Abengoa",null,null,null,null,null,null,null,207,null,null,null,null,null,null,null,207,null,null,null,"BayWa RE",223]
["Hecate",null,null,null,null,null,null,null,null,null,126,86,null,null,null,null,212,null,null,null,"Duke Energy Florida",224]
["EDP Renewables",null,null,null,null,null,null,null,30,null,null,null,null,null,null,200,230,null,null,null,"Cypress Creek Renewables/ Pine Gate Renewables",245]
["Copenhagen Infrastructure Partners",null,null,null,null,null,null,null,null,null,null,null,null,null,240,null,240,null,null,null,"Longroad Energy",250]
["Belltown Power",null,null,null,null,null,null,null,null,null,null,null,null,null,120,124,243,null,null,null,"CIM Group",250]
["Skyline Renewables",null,null,null,null,null,null,null,null,null,null,null,null,null,null,250,250,null,null,null,"Skyline Renewables",250]
["CIM Group",null,null,null,null,null,null,null,null,null,null,null,null,null,null,250,250,null,null,null,"Recurrent",250]
["OnPeak",null,null,null,null,null,null,null,null,null,null,null,null,null,null,255,255,null,null,null,"Consolidated Edison",250]
["7X Energy",null,null,null,null,null,null,null,null,null,null,null,null,null,null,255,255,null,null,null,"EDF Renewables",253]
["Ranger Power",null,null,null,null,null,null,null,null,null,null,null,null,null,50,209,259,null,null,null,"7X Energy",255]
["SunPin / Intersect Power",null,null,null,null,null,null,null,null,null,null,null,null,null,null,260,260,null,null,null,"OnPeak",255]
["Urban Grid Solar",null,null,null,null,null,null,null,null,null,null,null,null,142,98,20,260,null,null,null,"SunPin",260]
["LS Power Group",null,null,null,null,null,null,129,170,null,null,null,null,null,null,null,299,null,null,null,"SunPin / Intersect Power",260]
["Signal Energy / Intersect Power",null,null,null,null,null,null,null,null,null,null,null,null,null,null,300,300,null,null,null,"Silicon Ranch Corporation",277]
["Swinerton",null,null,null,null,null,null,null,18,55,30,null,null,null,null,203,306,null,null,null,"Engie",300]
["Juwi",null,null,null,37,null,31,15,10,70,145,null,null,null,null,null,308,null,null,null,"Signal Energy / Intersect Power",300]
["Strata Solar",null,null,null,null,null,null,null,32,65,22,146,25,null,12,20,322,null,null,null,"AES",345]
["DEPCOM Power",null,null,null,null,null,null,null,null,15,40,55,52,null,70,102,334,null,null,null,"LightSource BP",367]
["Dominion Resources",null,null,null,null,null,null,36,null,null,20,null,20,20,160,88,345,null,null,null,"Enel Green Power",371]
["Coronal Energy",null,null,null,null,null,null,null,null,40,94,140,67,10,null,null,351,null,null,null,"Unknown",501]
["Southern Company",null,null,null,null,null,null,null,null,54,90,7,31,null,50,128,361,null,null,null,"Invenergy",526]
["Idemitsu Renewables",null,null,null,null,null,null,null,null,null,20,30,70,null,150,120,390,null,null,null,"Orsted",647]
["SunPin",null,null,null,null,null,null,null,null,null,null,null,75,null,75,260,410,null,null,null,"Other",732]
["BayWa RE",null,null,null,null,null,null,null,null,null,null,56,null,40,100,223,419,null,null,null,"Intersect Power",940]
["Innergex Renewable Energy",null,null,null,null,null,null,null,null,null,null,null,null,250,null,200,450,null,null,null,"NextEra",1511]
["Duke Energy Florida",null,null,null,null,null,null,null,null,null,5,null,75,75,74,224,454]
["Clearway",null,null,null,null,null,null,null,null,null,null,null,154,109,192,5,460]
["Sunenergy1",null,null,null,null,null,12,null,40,128,75,60,80,null,80,null,475]
["OCI Solar Power",null,null,null,null,null,null,41,40,100,112,160,50,null,null,null,503]
["Origis Energy",null,null,null,null,null,null,16,null,null,null,144,18,42,304,null,524]
["Duke Energy Renewables",null,null,null,null,6,null,null,null,105,45,28,null,121,260,null,564]
["Engie",null,null,null,null,null,null,null,null,null,null,50,7,null,225,300,582]
["Orsted",null,null,null,null,null,null,null,null,null,null,null,null,null,null,647,647]
["Tampa Electric",null,null,null,null,null,null,null,null,null,null,19,145,203,149,134,650]
["Longroad Energy",null,null,null,null,null,null,null,null,null,null,null,null,null,403,250,653]
["LightSource BP",null,null,null,null,null,null,null,null,null,null,null,null,14,287,367,668]
["Clenera",null,null,null,null,null,null,null,29,20,160,113,80,200,null,100,702]
["Community Energy",null,null,null,null,null,null,null,7,15,403,104,null,8,null,180,716]
["174 Power Global",null,null,null,null,null,30,null,8,null,null,7,182,300,280,null,807]
["Enel Green Power",null,null,null,null,null,22,null,null,null,null,null,40,null,410,371,843]
["Silicon Ranch Corporation",null,null,null,null,null,null,null,30,34,96,32,69,195,186,277,918]
["Intersect Power",null,null,null,null,null,null,null,null,null,null,null,null,null,null,940,940]
["Invenergy",null,null,null,null,null,20,null,null,20,null,50,25,155,171,526,967]
["Sempra",null,null,null,null,null,170,null,null,316,348,null,200,null,null,null,1034]
["EDF Renewables",null,null,null,null,null,null,130,20,42,null,null,111,111,375,253,1043]
["Consolidated Edison",null,null,null,null,26,null,null,null,40,96,193,320,null,152,250,1078]
["SunEdison",7,null,null,18,76,132,44,337,40,545,null,null,null,null,null,1199]
["Unknown",null,null,null,null,null,null,10,20,91,5,239,21,313,36,501,1235]
["8 Minute Solar Energy",null,null,null,null,null,null,null,207,58,260,20,252,90,408,null,1295]
["AES",null,null,null,null,null,null,null,26,153,335,91,125,140,374,345,1589]
["Recurrent",null,null,null,null,24,60,35,225,null,905,71,95,null,null,250,1664]
["Cypress Creek Renewables/ Pine Gate Renewables",null,null,null,null,null,null,null,null,22,207,445,265,183,449,245,1817]
["SunPower",12,null,25,37,66,57,270,null,822,429,151,10,null,30,null,1910]
["Other",0,0,0,0,235,164,263,217,210,481,552,460,313,688,639,4221]
["First Solar",null,10,21,79,34,177,359,1911,205,1105,600,null,592,446,null,5539]
["NextEra",null,null,null,5,5,null,null,20,47,1189,122,807,682,1975,1511,6363]
["All PV Projects",19,10,46,175,485,961,1344,3184,2887,7441,4079,3962,4606,9626,12521,51346]
["Note: Some projects are assigned to multiple developers. The sum of annual project capacity may thus exceed the capacity of \"All PV Projects\"."]
[]
[]
["Installation Year","Project Capacity MWAC by Offtaker Type"]
[null,2007,2008,2009,2010,2011,2012,2013,2014,2015,2016,2017,2018,2019,2020,2021,"Total",null,null,null,null,2021]
["Other",null,null,null,null,null,21,null,15,45,38,null,121,100,123,null,463,null,null,null,"Military",128]
["Education",null,null,null,null,null,18,8,34,46,60,20,32,19,71,247,555,null,null,null,"Education",247]
["Military",12,null,null,null,null,11,null,30,41,170,116,88,null,70,128,665,null,null,null,"Monopoly Investor-owned Utility",1725]
["Unknown",null,null,null,null,null,null,10,null,null,58,74,38,354,1070,2932,4537,null,null,null,"Investor-owned Utility",2264]
["Corporate",null,null,null,null,20,28,10,13,112,411,841,405,584,2282,3937,8642,null,null,null,"Public Utilities (Munis, Coops...)",2743]
["Monopoly Investor-owned Utility",null,null,25,28,92,34,133,110,478,1193,1026,1325,1525,2543,1725,10236,null,null,null,"Unknown",2932]
["Public Utilities (Munis, Coops...)",null,null,null,57,147,204,77,119,336,1991,1177,935,734,1769,2743,10288,null,null,null,"Corporate",3937]
["Investor-owned Utility",7,10,46,118,318,679,1240,2973,2307,4714,1852,2429,2815,4050,2264,25820]
["All PV Projects",19,10,46,175,485,961,1344,3184,2887,7441,4079,3962,4606,9626,12521,51346]
["Note: Some projects are assigned to multiple offtakers. The sum of annual project capacity may thus exceed the capacity of \"All PV Projects\"."]

{"sheet":"PV Irradiance","index":11,"n_rows":42,"n_cols":18,"rows_kept":42,"cut":false,"hidden":false,"merged":[[24,3,24,11]]}
["Global horizontal irradiance by mounting type and installation year"]
[null,null,null,null,null,null,null,null,null,null,"Graph Support","Fixed-Tilt","Tracking","x-Axis","Fixed Tilt 20th Perc Error","Fixed Tilt 80th Perc Error","Tracking 20th Perc Error","Tracking 80th Perc Error"]
[null,null,null,null,null,null,null,null,null,null,2010,0.55000000000000004,1.3,{"$f":"A30&\"\nn=\"&B30&\" \n\"&TEXT(ROUND(C30/1000,1),\"0#.##\")&\" GW\"","v":"2010\nn=10 \n0.2 GW"},0.62,0.5,0.35,0.53]
[null,null,null,null,null,null,null,null,null,null,2011,{"$f":"L3+2","v":2.5499999999999998},{"$f":"M3+2","v":3.3},{"$f":"A31&\"\nn=\"&B31&\" \n\"&TEXT(ROUND(C31/1000,1),\"0#.##\")&\" GW\"","v":"2011\nn=35 \n0.5 GW"},1.32,0.04,0.72,0.2]
[null,null,null,null,null,null,null,null,null,null,2012,{"$f":"L4+2","v":4.55},5.3,{"$f":"A32&\"\nn=\"&B32&\" \n\"&TEXT(ROUND(C32/1000,1),\"#.0##\")&\" GW\"","v":"2012\nn=44 \n1.0 GW"},1.23,0.25,0.44,0.45]
[null,null,null,null,null,null,null,null,null,null,2013,6.55,7.3,{"$f":"A33&\"\nn=\"&B33&\" \n\"&TEXT(ROUND(C33/1000,1),\"#.##\")&\" GW\"","v":"2013\nn=38 \n1.3 GW"},1.31,0.33,0.49,0.05]
[null,null,null,null,null,null,null,null,null,null,2014,8.5500000000000007,9.3000000000000007,"2014\nn=65 \n3.2 GW",0.4,1.34,0.31,0.15]
[null,null,null,null,null,null,null,null,null,null,2015,10.55,11.3,"2015\nn=89 \n2.9 GW",0.28999999999999998,0.98,0.47,0.41]
[null,null,null,null,null,null,null,null,null,null,2016,12.55,13.3,"2016\nn=152 \n7.4 GW",0.48,0.34,0.75,0.45]
[null,null,null,null,null,null,null,null,null,null,2017,14.55,15.3,"2017\nn=166 \n4.1 GW",0.49,0.23,0.28000000000000003,0.8]
[null,null,null,null,null,null,null,null,null,null,2018,16.55,17.3,"2018\nn=96 \n4. GW",0.48,0.49,0.3,0.91]
[null,null,null,null,null,null,null,null,null,null,2019,18.55,19.3,"2019\nn=111 \n4.6 GW",0.12,0.82,0.4,0.59]
[null,null,null,null,null,null,null,null,null,null,2020,20.55,21.3,"2020\nn=164 \n9.6 GW",0.56000000000000005,0.55000000000000004,0.35,0.66]
[null,null,null,null,null,null,null,null,null,null,2021,22.55,23.3,{"$f":"A41&\"\nn=\"&B41&\" \n\"&TEXT(ROUND(C41/1000,1),\"#\")&\" GW\"","v":"2021\nn=156 \n13 GW"},0.05,0.68,0.54,0.67]
[]
[]
[]
[]
[]
[]
[]
[]
["Sources: Berkeley Lab: Project Information, NREL: Long-Term Annual Average Solar Resource"]
[]
[null,null,null,"Long-Term Average Global Horizontal Irradiance (kWh/m2/day)"]
["Installation Year","All Count","All Capacity MWAC","All Median","All 20th Percentile","All 80th Percentile","Fixed Tilt Median","Fixed Tilt 20th Percentile","Fixed Tilt 80th Percentile","Tracking Median","Tracking 20th Percentile","Tracking 80th Percentile"]
[2007,2,18.899999999999999,5.5,5.42,5.57,null,null,null,5.62,5.62,5.62]
[2008,1,10,5.66,5.66,5.66,5.66,5.66,5.66]
[2009,2,46,5.36,5.17,5.55,5.68,5.68,5.68,5.04,5.04,5.04]
[2010,10,175.07,4.76,4,5.36,4.79,4.16,5.29,4.4800000000000004,4.13,5.0199999999999996]
[2011,35,485.15,5.35,4.1500000000000004,5.65,5.32,4,5.36,5.58,4.8600000000000003,5.78]
[2012,44,961.14,5.32,4.28,5.79,5.27,4.04,5.51,5.34,4.9000000000000004,5.8]
[2013,38,1343.79,5.62,4.72,5.82,5.35,4.03,5.68,5.8,5.31,5.85]
[2014,65,3184.08,5.55,4.43,5.84,4.37,3.98,5.71,5.69,5.38,5.84]
[2015,89,2886.68,5.28,4.43,5.64,4.4800000000000004,4.1900000000000004,5.47,5.36,4.8899999999999997,5.78]
[2016,152,7441.36,5.0599999999999996,4.41,5.76,4.45,3.97,4.79,5.33,4.58,5.78]
[2017,166,4078.72,4.63,4.26,5.37,4.4400000000000004,3.95,4.68,4.68,4.4000000000000004,5.48]
[2018,96,3962.12,4.63,4.24,5.3,4.43,3.95,4.92,4.6900000000000004,4.3899999999999997,5.6]
[2019,111,4606.16,4.74,3.98,5.44,3.93,3.81,4.75,4.8899999999999997,4.5,5.48]
[2020,164,9626.0400000000009,4.6500000000000004,4.08,5.27,4.41,3.85,4.95,4.67,4.32,5.33]
[2021,156,12520.86,4.45,3.87,5.08,3.88,3.83,4.5599999999999996,4.68,4.1399999999999997,5.35]
["Total",1131,51346.080000000002]

{"sheet":"PV ILR","index":12,"n_rows":42,"n_cols":18,"rows_kept":42,"cut":false,"hidden":false,"merged":[[24,3,24,11]]}
["Inverter loading ratio by mounting type and installation year"]
[null,null,null,null,null,null,null,null,null,null,"Graph Support","Fixed-Tilt","Tracking","x-Axis","Fixed Tilt 20th Perc Error","Fixed Tilt 80th Perc Error","Tracking 20th Perc Error","Tracking 80th Perc Error"]
[null,null,null,null,null,null,null,null,null,null,2010,0.55000000000000004,1.3,{"$f":"A30&\"\nn=\"&B30&\" \n\"&TEXT(ROUND(C30/1000,1),\"0#.##\")&\" GW\"","v":"2010\nn=10 \n0.2 GW"},0,0.01,0.08,0.04]
[null,null,null,null,null,null,null,null,null,null,2011,{"$f":"L3+2","v":2.5499999999999998},{"$f":"M3+2","v":3.3},{"$f":"A31&\"\nn=\"&B31&\" \n\"&TEXT(ROUND(C31/1000,1),\"0#.##\")&\" GW\"","v":"2011\nn=35 \n0.5 GW"},0.06,0.05,0.06,7.0000000000000007E-2]
[null,null,null,null,null,null,null,null,null,null,2012,{"$f":"L4+2","v":4.55},5.3,{"$f":"A32&\"\nn=\"&B32&\" \n\"&TEXT(ROUND(C32/1000,1),\"#.0##\")&\" GW\"","v":"2012\nn=44 \n1.0 GW"},0.05,0.05,0.09,0.06]
[null,null,null,null,null,null,null,null,null,null,2013,6.55,7.3,{"$f":"A33&\"\nn=\"&B33&\" \n\"&TEXT(ROUND(C33/1000,1),\"#.##\")&\" GW\"","v":"2013\nn=38 \n1.3 GW"},0.03,0.08,0.03,7.0000000000000007E-2]
[null,null,null,null,null,null,null,null,null,null,2014,8.5500000000000007,9.3000000000000007,"2014\nn=65 \n3.2 GW",0.06,0.06,0.05,7.0000000000000007E-2]
[null,null,null,null,null,null,null,null,null,null,2015,10.55,11.3,"2015\nn=89 \n2.9 GW",0.04,0.08,0.06,7.0000000000000007E-2]
[null,null,null,null,null,null,null,null,null,null,2016,12.55,13.3,"2016\nn=150 \n7.4 GW",0.08,0.12,0.06,0.05]
[null,null,null,null,null,null,null,null,null,null,2017,14.55,15.3,"2017\nn=166 \n4.1 GW",0.06,0.13,0.08,0.08]
[null,null,null,null,null,null,null,null,null,null,2018,16.55,17.3,"2018\nn=96 \n4. GW",0.12,0.14000000000000001,0.06,0.11]
[null,null,null,null,null,null,null,null,null,null,2019,18.55,19.3,"2019\nn=111 \n4.6 GW",0.05,0.18,0.12,0.1]
[null,null,null,null,null,null,null,null,null,null,2020,20.55,21.3,"2020\nn=164 \n9.6 GW",0.11,0.13,0.08,0.1]
[null,null,null,null,null,null,null,null,null,null,2021,22.55,23.3,{"$f":"A41&\"\nn=\"&B41&\" \n\"&TEXT(ROUND(C41/1000,1),\"#\")&\" GW\"","v":"2021\nn=156 \n13 GW"},7.0000000000000007E-2,0.13,0.06,0.08]
[]
[]
[]
[]
[]
[]
[]
[]
["Sources: Berkeley Lab"]
["Notes: The Inverter Loading Ratio describes the ratio of project capacity measured in MWDC at the inverter to the nominal inverter capacity measured in MWAC"]
[null,null,null,"Inverter Loading Ratio"]
["Installation Year","All Count","All Capacity MWAC","All Median","All 20th Percentile","All 80th Percentile","Fixed Tilt Median","Fixed Tilt 20th Percentile","Fixed Tilt 80th Percentile","Tracking Median","Tracking 20th Percentile","Tracking 80th Percentile"]
[2007,2,18.899999999999999,1.18,1.18,1.19,null,null,null,1.17,1.17,1.17]
[2008,1,10,1.21,1.21,1.21,1.21,1.21,1.21]
[2009,2,46,1.1499999999999999,1.1200000000000001,1.18,1.2,1.2,1.2,1.1000000000000001,1.1000000000000001,1.1000000000000001]
[2010,10,175.07,1.2,1.17,1.22,1.19,1.19,1.21,1.21,1.1299999999999999,1.25]
[2011,35,485.15,1.18,1.1100000000000001,1.25,1.23,1.17,1.28,1.1499999999999999,1.0900000000000001,1.22]
[2012,44,961.14,1.24,1.1599999999999999,1.29,1.24,1.2,1.29,1.22,1.1299999999999999,1.29]
[2013,38,1343.79,1.29,1.25,1.36,1.3,1.26,1.37,1.29,1.25,1.35]
[2014,65,3184.08,1.28,1.22,1.34,1.26,1.2,1.33,1.29,1.24,1.36]
[2015,89,2886.68,1.3,1.24,1.38,1.3,1.26,1.38,1.29,1.23,1.36]
[2016,150,7380.9,1.31,1.25,1.37,1.3,1.23,1.43,1.31,1.25,1.35]
[2017,166,4078.72,1.33,1.24,1.41,1.27,1.21,1.4,1.33,1.25,1.42]
[2018,96,3962.12,1.33,1.26,1.46,1.38,1.26,1.52,1.32,1.26,1.43]
[2019,111,4606.16,1.32,1.21,1.43,1.31,1.26,1.49,1.32,1.19,1.41]
[2020,164,9626.0400000000009,1.34,1.26,1.45,1.33,1.22,1.46,1.34,1.26,1.43]
[2021,156,12520.86,1.34,1.27,1.42,1.37,1.3,1.5,1.33,1.27,1.41]
["Total",1129,51285.62]

{"sheet":"CapEx Trend (PV-only)","index":13,"n_rows":79,"n_cols":7,"rows_kept":79,"cut":false,"hidden":false,"merged":[[25,0,25,5],[44,0,44,5]]}
["Installed costs by year (in both DC and AC terms)"]
[]
[]
[]
[]
[]
[]
[]
[]
[]
[]
[]
[]
[]
[]
[]
[]
[]
[]
[]
[]
[]
["Sources: Berkeley Lab, Energy Information Administration"]
[]
[]
["Installed Costs 2021 $/WAC"]
["Commercial Operation Year","All Count","All Capacity (MWAC)","All \nCapacity-weighted Mean","All Median","All \n20th Percentile","All \n80th Percentile"]
[2007,2,18.899999999999999,10.83,10.9,10.76,11.04]
[2008,1,10,5.0199999999999996,5.0199999999999996,5.0199999999999996,5.0199999999999996]
[2009,2,46,5.57,5.41,4.3099999999999996,6.51]
[2010,10,175.07,5.19,5.61,4.96,7.19]
[2011,29,427.79,4.9000000000000004,4.92,4.25,5.55]
[2012,41,929.64,4,4.55,3.84,5.0199999999999996]
[2013,38,1343.79,4.33,4.05,3.49,4.79]
[2014,65,3184.08,4.18,3.44,2.85,4.5999999999999996]
[2015,87,2869.68,3.43,3.08,2.4300000000000002,3.78]
[2016,146,7389.29,2.61,2.5499999999999998,2.2000000000000002,3.01]
[2017,163,4045.82,2.4,2.36,1.83,2.99]
[2018,94,3949.42,2.0299999999999998,1.91,1.55,2.79]
[2019,103,4532.66,1.73,1.65,1.33,2.34]
[2020,159,9494.5400000000009,1.54,1.68,1.37,2.37]
[2021,62,5383.34,1.32,1.35,1.08,1.55]
["Total",1002,43800.04]
[]
["Installed Costs 2021 $/WDC"]
["Commercial Operation Year","All Count","All Capacity (MWDC)","All \nCapacity-weighted Mean","All Median","All \n20th Percentile","All \n80th Percentile"]
[2007,2,22.28,9.19,9.2200000000000006,9.15,9.2899999999999991]
[2008,1,12.14,4.1399999999999997,4.1399999999999997,4.1399999999999997,4.1399999999999997]
[2009,2,52.8,4.8499999999999996,4.7699999999999996,3.7,5.84]
[2010,10,210.72,4.3099999999999996,4.8600000000000003,4.1500000000000004,5.83]
[2011,29,516.70000000000005,4.0599999999999996,4.05,3.57,4.63]
[2012,41,1181.4100000000001,3.15,3.68,2.97,4.07]
[2013,38,1754.16,3.32,3.17,2.71,3.66]
[2014,65,4111.96,3.23,2.68,2.17,3.61]
[2015,87,3728.47,2.64,2.34,1.82,3.01]
[2016,145,9618.4699999999993,2,1.96,1.66,2.34]
[2017,163,5381.9,1.81,1.79,1.43,2.1]
[2018,94,5382.32,1.49,1.41,1.18,2.13]
[2019,103,5998.6,1.31,1.29,1.05,1.71]
[2020,159,12588.57,1.1599999999999999,1.27,1.01,1.79]
[2021,62,7208.24,0.99,1.02,0.8,1.18]
["Total",1001,57768.74]
[]
[]
[]
[]
["Graph Support","x-Axis","DC-Annual","AC"]
[2010,{"$f":"A32&\"\nn=\"&B32&\" \n\"&TEXT(ROUND(C32/1000,1),\"0#.##\")&\" GW\"","v":"2011\nn=29 \n0.4 GW"},0.7,{"$f":"C68+0.6","v":1.2999999999999998}]
[2011,{"$f":"A33&\"\nn=\"&B33&\" \n\"&TEXT(ROUND(C33/1000,1),\"0#.##\")&\" GW\"","v":"2012\nn=41 \n0.9 GW"},{"$f":"C68+2","v":2.7},{"$f":"C69+0.6","v":3.3000000000000003}]
[2012,{"$f":"A34&\"\nn=\"&B34&\" \n\"&TEXT(ROUND(C34/1000,1),\"0#.##\")&\" GW\"","v":"2013\nn=38 \n01.3 GW"},{"$f":"C69+2","v":4.7},5.3]
[2013,{"$f":"A35&\"\nn=\"&B35&\" \n\"&TEXT(ROUND(C35/1000,1),\"#.##\")&\" GW\"","v":"2014\nn=65 \n3.2 GW"},6.7,7.3]
[2014,"2015\nn=87 \n2.9 GW",8.6999999999999993,9.2999999999999989]
[2015,"2016\nn=146 \n7.4 GW",10.7,11.299999999999999]
[2016,"2017\nn=163 \n4. GW",12.7,13.299999999999999]
[2017,"2018\nn=94 \n3.9 GW",14.7,15.299999999999999]
[2018,"2019\nn=103 \n4.5 GW",16.7,17.3]
[2019,"2020\nn=159 \n9.5 GW",18.7,19.3]
[2020,"2021\nn=62 \n5.4 GW",20.7,21.3]
[2021,"Total\nn=1002 \n43.8 GW",22.7,23.3]

{"sheet":"CapEx by Size (PV-only)","index":14,"n_rows":37,"n_cols":9,"rows_kept":37,"cut":false,"hidden":false,"merged":[[24,1,24,5],[31,1,31,5]]}
["Installed costs by project size in 2021"]
[]
[]
[]
[]
[]
[]
[]
[]
[]
[]
[]
[]
[]
[]
[]
[]
[]
[]
[]
[]
[]
["Sources: Berkeley Lab"]
[]
[null,"Installed Costs in $2021/WAC"]
["Project Size Bin","Project Count in 2020","Project Capacity MWAC","Median","20th Percentile","80th Percentile","20th Error","80th Error","x-Axis"]
["5-20 MW",9,90.8,1.54,1.35,2.0499999999999998,0.19,0.51,{"$f":"A27&\"\nn=\"&B27&\" \n\"&TEXT(C27,\"0#\")&\" MW\"","v":"5-20 MW\nn=9 \n91 MW"}]
["20-50 MW",6,169.4,1.43,1.24,1.76,0.19,0.33,{"$f":"A28&\"\nn=\"&B28&\" \n\"&TEXT(C28,\"0#\")&\" MW\"","v":"20-50 MW\nn=6 \n169 MW"}]
["50-100 MW",29,2141.5,1.22,1.05,1.49,0.17,0.27,{"$f":"A29&\"\nn=\"&B29&\" \n\"&TEXT(C29,\"0#\")&\" MW\"","v":"50-100 MW\nn=29 \n2142 MW"}]
["100-300 MW",18,2981.64,1.31,1.1100000000000001,1.52,0.2,0.21,{"$f":"A30&\"\nn=\"&B30&\" \n\"&TEXT(C30,\"0#\")&\" MW\"","v":"100-300 MW\nn=18 \n2982 MW"}]
[]
[null,"Installed Costs in $2021/WDC"]
["Project Size Bin","Project Count in 2020","Project Capacity MWDC","Median","20th Percentile","80th Percentile","20th Error","80th Error","x-Axis"]
["5-20 MW",8,91.94,1.1399999999999999,1.04,1.58,0.09,0.45,{"$f":"A34&\"\nn=\"&B34&\" \n\"&TEXT(C34,\"0#\")&\" MW\"","v":"5-20 MW\nn=8 \n92 MW"}]
["20-50 MW",5,136.69999999999999,0.95,0.87,1.1399999999999999,7.0000000000000007E-2,0.19,{"$f":"A35&\"\nn=\"&B35&\" \n\"&TEXT(C35,\"0#\")&\" MW\"","v":"20-50 MW\nn=5 \n137 MW"}]
["50-100 MW",15,1236.0999999999999,1.06,0.83,1.19,0.23,0.13,{"$f":"A36&\"\nn=\"&B36&\" \n\"&TEXT(C36,\"0#\")&\" MW\"","v":"50-100 MW\nn=15 \n1236 MW"}]
["100-400 MW",34,5743.5,1,0.76,1.1200000000000001,0.24,0.12,{"$f":"A37&\"\nn=\"&B37&\" \n\"&TEXT(C37,\"0#\")&\" MW\"","v":"100-400 MW\nn=34 \n5744 MW"}]

{"sheet":"CapEx Trend by Mount Type (PV)","index":15,"n_rows":61,"n_cols":27,"rows_kept":61,"cut":false,"hidden":false,"merged":[[0,23,0,26],[18,23,18,26],[24,3,24,11],[43,3,43,11]]}
["Installed costs by mounting type and installation year",null,null,null,null,null,null,null,null,null,null,null,null,null,null,null,null,null,null,null,null,null,null,"$/WAC"]
[null,null,null,null,null,null,null,null,null,null,null,null,null,null,null,null,null,null,null,"Graph Support","Fixed-Tilt","Tracking","x-Axis","Fixed Tilt 20th Perc Error","Fixed Tilt 80th Perc Error","Tracking 20th Perc Error","Tracking 80th Perc Error"]
[null,null,null,null,null,null,null,null,null,null,null,null,null,null,null,null,null,null,null,2010,0.55000000000000004,1.3,{"$f":"A30&\"\nn=\"&B30&\" \n\"&TEXT(ROUND(C30/1000,1),\"0#.##\")&\" GW\"","v":"2010\nn=10 \n0.2 GW"},1.02,0.55000000000000004,0.96,1.3]
[null,null,null,null,null,null,null,null,null,null,null,null,null,null,null,null,null,null,null,2011,{"$f":"U3+2","v":2.5499999999999998},{"$f":"V3+2","v":3.3},{"$f":"A31&\"\nn=\"&B31&\" \n\"&TEXT(ROUND(C31/1000,1),\"0#.##\")&\" GW\"","v":"2011\nn=29 \n0.4 GW"},0.8,0.57999999999999996,0.5,0.65]
[null,null,null,null,null,null,null,null,null,null,null,null,null,null,null,null,null,null,null,2012,{"$f":"U4+2","v":4.55},5.3,{"$f":"A32&\"\nn=\"&B32&\" \n\"&TEXT(ROUND(C32/1000,1),\"0#.0##\")&\" GW\"","v":"2012\nn=41 \n0.9 GW"},0.55000000000000004,0.85,0.1,0.62]
[null,null,null,null,null,null,null,null,null,null,null,null,null,null,null,null,null,null,null,2013,6.55,7.3,{"$f":"A33&\"\nn=\"&B33&\" \n\"&TEXT(ROUND(C33/1000,1),\"#.##\")&\" GW\"","v":"2013\nn=38 \n1.3 GW"},0.71,0.69,0.47,0.59]
[null,null,null,null,null,null,null,null,null,null,null,null,null,null,null,null,null,null,null,2014,8.5500000000000007,9.3000000000000007,"2014\nn=65 \n3.2 GW",0.55000000000000004,0.93,0.69,1.1000000000000001]
[null,null,null,null,null,null,null,null,null,null,null,null,null,null,null,null,null,null,null,2015,10.55,11.3,"2015\nn=87 \n2.9 GW",0.53,0.81,0.66,0.71]
[null,null,null,null,null,null,null,null,null,null,null,null,null,null,null,null,null,null,null,2016,12.55,13.3,"2016\nn=146 \n7.4 GW",0.4,1.07,0.32,0.37]
[null,null,null,null,null,null,null,null,null,null,null,null,null,null,null,null,null,null,null,2017,14.55,15.3,{"$f":"A37&\"\nn=\"&B37&\" \n\"&TEXT(ROUND(C37/1000,1),\"#.0\")&\" GW\"","v":"2017\nn=163 \n4.0 GW"},0.43,0.42,0.57999999999999996,0.67]
[null,null,null,null,null,null,null,null,null,null,null,null,null,null,null,null,null,null,null,2018,16.55,17.3,"2018\nn=94 \n3.9 GW",0.64,0.91,0.28000000000000003,0.77]
[null,null,null,null,null,null,null,null,null,null,null,null,null,null,null,null,null,null,null,2019,18.55,19.3,"2019\nn=103 \n4.5 GW",0.49,0.93,0.28999999999999998,0.4]
[null,null,null,null,null,null,null,null,null,null,null,null,null,null,null,null,null,null,null,2020,20.55,21.3,"2020\nn=159 \n9.5 GW",0.67,0.63,0.28999999999999998,0.56000000000000005]
[null,null,null,null,null,null,null,null,null,null,null,null,null,null,null,null,null,null,null,2021,22.55,23.3,"2021\nn=62 \n5.4 GW",0.19,0.41,0.3,0.15]
[]
[]
[]
[]
[null,null,null,null,null,null,null,null,null,null,null,null,null,null,null,null,null,null,null,null,null,null,null,"$/WDC"]
[null,null,null,null,null,null,null,null,null,null,null,null,null,null,null,null,null,null,null,null,null,null,"x-Axis","Fixed Tilt 20th Perc Error","Fixed Tilt 80th Perc Error","Tracking 20th Perc Error","Tracking 80th Perc Error"]
[null,null,null,null,null,null,null,null,null,null,null,null,null,null,null,null,null,null,null,{"$f":"A49&\"\nn=\"&B49&\" \n\"&TEXT(ROUND(C49/1000,1),\"0#.##\")&\" GW\"","v":"2010\nn=10 \n0.2 GW"},1.02,0.55000000000000004,0.96,1.02,0.55000000000000004,0.96,1.3]
[null,null,null,null,null,null,null,null,null,null,null,null,null,null,null,null,null,null,null,{"$f":"A50&\"\nn=\"&B50&\" \n\"&TEXT(ROUND(C50/1000,1),\"#.##\")&\" GW\"","v":"2011\nn=29 \n.5 GW"},0.8,0.57999999999999996,0.5,0.8,0.57999999999999996,0.5,0.65]
["Sources: Berkeley Lab, Energy Information Administration",null,null,null,null,null,null,null,null,null,null,null,null,null,null,null,null,null,null,"2012\nn=41 \n1.2 GW",0.55000000000000004,0.85,0.1,0.55000000000000004,0.85,0.1,0.62]
["Note: ",null,null,null,null,null,null,null,null,null,null,null,null,null,null,null,null,null,null,"2013\nn=38 \n1.8 GW",0.71,0.69,0.47,0.71,0.69,0.47,0.59]
[null,null,null,"Installed Costs 2021 $/WAC",null,null,null,null,null,null,null,null,null,null,null,null,null,null,null,"2014\nn=65 \n4.1 GW",0.55000000000000004,0.93,0.69,0.55000000000000004,0.93,0.69,1.1000000000000001]
["Commercial Operation Year","All Count","All Capacity (MWAC)","All \nCapacity-weighted Mean","All Median","All 20th Percentile","All 80th Percentile","Fixed-Tilt \nCapacity-weighted Mean","Fixed Tilt Median","Fixed Tilt 20th Percentile","Fixed Tilt 80th Percentile","Tracking \nCapacity-weighted Mean","Tracking Median","Tracking 20th Percentile","Tracking 80th Percentile",null,null,null,null,{"$f":"A54&\"\nn=\"&B54&\" \n\"&TEXT(ROUND(C54/1000,1),\"#.##\")&\" GW\"","v":"2015\nn=87 \n3.7 GW"},0.53,0.81,0.66,0.53,0.81,0.66,0.71]
[2007,2,18.899999999999999,10.83,10.9,10.76,11.04,null,null,null,null,10.66,10.66,10.66,10.66,null,null,null,null,{"$f":"A55&\"\nn=\"&B55&\" \n\"&TEXT(ROUND(C55/1000,1),\"#.##\")&\" GW\"","v":"2016\nn=145 \n9.6 GW"},0.4,1.07,0.33,0.4,1.07,0.32,0.37]
[2008,1,10,5.0199999999999996,5.0199999999999996,5.0199999999999996,5.0199999999999996,5.0199999999999996,5.0199999999999996,5.0199999999999996,5.0199999999999996,null,null,null,null,null,null,null,null,{"$f":"A56&\"\nn=\"&B56&\" \n\"&TEXT(ROUND(C56/1000,1),\"#.##\")&\" GW\"","v":"2017\nn=163 \n5.4 GW"},0.43,0.42,0.57999999999999996,0.43,0.42,0.57999999999999996,0.67]
[2009,2,46,5.57,5.41,4.3099999999999996,6.51,3.58,3.58,3.58,3.58,7.24,7.24,7.24,7.24,null,null,null,null,{"$f":"A57&\"\nn=\"&B57&\" \n\"&TEXT(ROUND(C57/1000,1),\"#.##\")&\" GW\"","v":"2018\nn=94 \n5.4 GW"},0.64,0.91,0.28000000000000003,0.64,0.91,0.28000000000000003,0.77]
[2010,10,175.07,5.19,5.61,4.96,7.19,4.63,5.28,4.26,5.83,6.8,7.08,6.12,8.39,null,null,null,null,"2019\nn=103 \n6. GW",0.5,0.96,0.28000000000000003,0.49,0.93,0.28999999999999998,0.4]
[2011,29,427.79,4.9000000000000004,4.92,4.25,5.55,4.84,4.92,4.1100000000000003,5.5,4.97,4.9000000000000004,4.4000000000000004,5.55,null,null,null,null,"2020\nn=159 \n12.6 GW",0.21,0.34,0.23,0.67,0.63,0.28999999999999998,0.56000000000000005]
[2012,41,929.64,4,4.55,3.84,5.0199999999999996,3.48,3.98,3.43,4.83,4.7699999999999996,4.63,4.54,5.25,null,null,null,null,"2021\nn=62 \n7.2 GW",0.18,0.25,0.31,0.19,0.41,0.3,0.15]
[2013,38,1343.79,4.33,4.05,3.49,4.79,4.12,4.0199999999999996,3.32,4.71,4.5,4.2,3.73,4.79]
[2014,65,3184.08,4.18,3.44,2.85,4.5999999999999996,4.18,3.42,2.87,4.3600000000000003,4.1500000000000004,3.54,2.84,4.6399999999999997]
[2015,87,2869.68,3.43,3.08,2.4300000000000002,3.78,2.71,2.75,2.23,3.56,3.75,3.21,2.5499999999999998,3.92]
[2016,146,7389.29,2.61,2.5499999999999998,2.2000000000000002,3.01,2.95,2.4900000000000002,2.09,3.57,2.5299999999999998,2.56,2.2400000000000002,2.92]
[2017,163,4045.82,2.4,2.36,1.83,2.99,2.4500000000000002,2.36,1.94,2.78,2.39,2.36,1.78,3.03]
[2018,94,3949.42,2.0299999999999998,1.91,1.55,2.79,1.7,1.89,1.26,2.8,2.1800000000000002,1.94,1.66,2.71]
[2019,103,4532.66,1.73,1.65,1.33,2.34,1.57,1.76,1.27,2.69,1.75,1.62,1.33,2.02]
[2020,159,9494.5400000000009,1.54,1.68,1.37,2.37,1.57,1.99,1.32,2.62,1.54,1.67,1.37,2.23]
[2021,62,5383.34,1.32,1.35,1.08,1.55,1.42,1.26,1.07,1.66,1.3,1.39,1.0900000000000001,1.54]
["Total",1002,43800.04]
[]
[null,null,null,"Installed Costs 2021 $/WDC"]
["Commercial Operation Year","All Count","All Capacity (MWDC)","All \nCapacity-weighted Mean","All Median","All 20th Percentile","All 80th Percentile","Fixed-Tilt \nCapacity-weighted Mean","Fixed Tilt Median","Fixed Tilt 20th Percentile","Fixed Tilt 80th Percentile","Tracking \nCapacity-weighted Mean","Tracking Median","Tracking 20th Percentile","Tracking 80th Percentile"]
[2007,2,22.28,9.19,9.2200000000000006,9.15,9.2899999999999991,null,null,null,null,9.1,9.1,9.1,9.1]
[2008,1,12.14,4.1399999999999997,4.1399999999999997,4.1399999999999997,4.1399999999999997,4.1399999999999997,4.1399999999999997,4.1399999999999997,4.1399999999999997]
[2009,2,52.8,4.8499999999999996,4.7699999999999996,3.7,5.84,2.98,2.98,2.98,2.98,6.56,6.56,6.56,6.56]
[2010,10,210.72,4.3099999999999996,4.8600000000000003,4.1500000000000004,5.83,3.82,4.37,3.55,4.8899999999999997,5.78,5.56,5.29,6.8]
[2011,29,516.70000000000005,4.0599999999999996,4.05,3.57,4.63,3.96,3.97,3.3,4.66,4.17,4.1399999999999997,3.85,4.54]
[2012,41,1181.4100000000001,3.15,3.68,2.97,4.07,2.7,3.14,2.83,3.86,3.83,3.91,3.59,4.18]
[2013,38,1754.16,3.32,3.17,2.71,3.66,3.13,3.04,2.4300000000000002,3.58,3.48,3.22,2.87,3.67]
[2014,65,4111.96,3.23,2.68,2.17,3.61,3.22,2.65,2.1,3.43,3.23,2.7,2.19,3.61]
[2015,87,3728.47,2.64,2.34,1.82,3.01,2.04,2.04,1.77,2.63,2.91,2.5,1.97,3.11]
[2016,145,9618.4699999999993,2,1.96,1.66,2.34,2.19,1.93,1.57,2.76,1.95,1.96,1.71,2.31]
[2017,163,5381.9,1.81,1.79,1.43,2.1,1.81,1.82,1.56,2.15,1.81,1.79,1.41,2.1]
[2018,94,5382.32,1.49,1.41,1.18,2.13,1.2,1.31,0.83,2.21,1.63,1.44,1.22,2.09]
[2019,103,5998.6,1.31,1.29,1.05,1.71,1.08,1.36,1.01,1.91,1.34,1.27,1.05,1.57]
[2020,159,12588.57,1.1599999999999999,1.27,1.01,1.79,1.1299999999999999,1.45,0.95,2.12,1.17,1.25,1.02,1.68]
[2021,62,7208.24,0.99,1.02,0.8,1.18,1.03,0.94,0.76,1.23,0.98,1.04,0.81,1.17]
["Total",1001,57768.74]

{"sheet":"CapEx Trend by Region (PV only)","index":16,"n_rows":57,"n_cols":25,"rows_kept":57,"cut":false,"hidden":false,"merged":[[4,1,4,11],[4,14,4,24],[22,1,22,11],[22,14,22,24],[40,1,40,11],[40,14,40,24]]}
["Installed costs by region and installation year"]
[]
["Sources: Berkeley Lab (some data points suppressed to protect confidentiality), Energy Information Administration"]
[]
[null,"Median Project Cost (2021 $/WAC)",null,null,null,null,null,null,null,null,null,null,null,null,"Median Project Cost (2021 $/WDC)"]
["Commercial Operation Year","National","CAISO","ERCOT","Hawaii","ISO-NE","MISO","NYISO","PJM","SPP","Southeast\n(non-ISO)","West\n(non-ISO)",null,"Commercial Operation Year","National","CAISO","ERCOT","HI","ISO-NE","MISO","NYISO","PJM","SPP","Southeast\n(non-ISO)","West\n(non-ISO)"]
[2007,10.9,null,null,null,null,null,null,null,null,null,null,null,2007,9.2200000000000006]
[2008,5.0199999999999996,null,null,null,null,null,null,null,null,null,null,null,2008,4.1399999999999997]
[2009,5.41,null,null,null,null,null,null,null,null,null,null,null,2009,4.7699999999999996]
[2010,5.61,null,null,null,null,null,null,5.73,null,7.08,null,null,2010,4.8600000000000003,null,null,null,null,null,null,4.8099999999999996,null,5.56]
[2011,4.92,4.63,null,null,null,null,null,5.31,null,null,4.6100000000000003,null,2011,4.05,3.76,null,null,null,null,null,4.6900000000000004,null,null,4]
[2012,4.55,3.84,4.5599999999999996,null,null,null,null,4.6399999999999997,null,3.95,4.62,null,2012,3.68,2.97,3.91,null,null,null,null,3.71,null,3.13,3.7]
[2013,4.05,4.17,null,null,null,3.37,null,null,null,4.01,3.82,null,2013,3.17,3.22,null,null,null,2.44,null,null,null,3.16,2.86]
[2014,3.44,3.59,null,null,null,null,null,3.1,null,2.25,3.39,null,2014,2.68,2.76,null,null,null,null,null,2.4300000000000002,null,1.78,2.48]
[2015,3.08,3.29,3.61,null,null,4.13,null,2.98,null,2.4700000000000002,3.08,null,2015,2.34,2.54,2.91,null,null,3.1,null,2.1800000000000002,null,1.81,2.2599999999999998]
[2016,2.5499999999999998,2.67,null,null,null,2.61,null,2.76,2.2000000000000002,2.2999999999999998,2.41,null,2016,1.96,2.04,null,null,null,1.94,null,2.14,1.61,1.74,1.95]
[2017,2.36,2.81,2.14,4.41,2.67,3.16,null,2.2400000000000002,2.4,2.11,2.46,null,2017,1.79,2.0699999999999998,1.58,3.09,2.11,2.0699999999999998,null,1.71,1.71,1.58,1.85]
[2018,1.91,3.04,1.66,null,2.48,1.57,null,2.39,null,1.59,2.12,null,2018,1.41,2.2599999999999998,1.22,null,1.78,1.32,null,2.11,null,1.2,1.63]
[2019,1.65,1.77,1.69,3.02,2.48,null,1.93,1.81,1.32,1.5,1.46,null,2019,1.29,1.42,1.21,3.01,1.67,null,1.37,1.35,1.1399999999999999,1.06,1.1299999999999999]
[2020,1.68,1.73,1.33,null,2.5299999999999998,1.61,2.62,2.0699999999999998,1.59,1.43,1.96,null,2020,1.27,1.27,0.99,null,1.98,1.27,1.98,1.59,1.3,1.03,1.56]
[2021,1.35,null,1.41,null,1.49,1.49,null,1.46,null,1.1599999999999999,1.1200000000000001,null,2021,1.02,null,1.04,null,1.0900000000000001,1.1200000000000001,null,1.07,null,0.9,0.86]
[]
[null,"$/WAC Cost Sample Project Capacity",null,null,null,null,null,null,null,null,null,null,null,null,"$/WDC Cost Sample Project Capacity"]
["Commercial Operation Year","National","CAISO","ERCOT","Hawaii","ISO-NE","MISO","NYISO","PJM","SPP","Southeast\n(non-ISO)","West\n(non-ISO)",null,"Commercial Operation Year","National","CAISO","ERCOT","Hawaii","ISO-NE","MISO","NYISO","PJM","SPP","Southeast\n(non-ISO)","West\n(non-ISO)"]
[2007,19,null,null,null,null,null,null,null,null,null,null,null,2007,22]
[2008,10,null,null,null,null,null,null,null,null,null,null,null,2008,12]
[2009,46,null,null,null,null,null,null,null,null,null,null,null,2009,53]
[2010,175,null,null,null,null,null,null,23,null,40,null,null,2010,211,null,null,null,null,null,null,28,null,48]
[2011,428,95,null,null,null,null,null,66,null,null,200,null,2011,517,118,null,null,null,null,null,77,null,null,243]
[2012,930,419,30,null,null,null,null,107,null,40,327,null,2012,1181,553,35,null,null,null,null,134,null,49,403]
[2013,1344,900,null,null,null,39,null,null,null,44,293,null,2013,1754,1171,null,null,null,52,null,null,null,55,393]
[2014,3184,2676,null,null,null,null,null,102,null,62,255,null,2014,4112,3463,null,null,null,null,null,139,null,79,322]
[2015,2870,1337,130,null,null,20,null,239,null,415,715,null,2015,3728,1697,162,null,null,27,null,324,null,563,940]
[2016,7389,3102,null,null,null,111,null,327,165,1335,2038,null,2016,9618,3982,null,null,null,152,null,430,224,1794,2634]
[2017,4046,529,651,46,27,273,null,464,19,1201,822,null,2017,5382,701,841,64,35,385,null,610,25,1628,1074]
[2018,3949,836,646,null,60,112,null,361,null,1377,495,null,2018,5382,1120,855,null,82,119,null,507,null,1960,655]
[2019,4533,979,488,129,94,null,65,456,16,1548,743,null,2019,5999,1223,633,138,134,null,87,625,19,2158,964]
[2020,9495,1755,2495,null,89,441,22,1052,30,2795,816,null,2020,12589,2278,3246,null,124,626,29,1363,40,3828,1055]
[2021,5383,null,1314,null,163,528,null,865,null,1659,790,null,2021,7208,null,1747,null,228,710,null,1152,null,2257,1030]
[]
[null,"$/WAC Cost Sample Project Count",null,null,null,null,null,null,null,null,null,null,null,null,"$/WDC Cost Sample Project Count"]
["Commercial Operation Year","National","CAISO","ERCOT","Hawaii","ISO-NE","MISO","NYISO","PJM","SPP","Southeast\n(non-ISO)","West\n(non-ISO)",null,"Commercial Operation Year","National","CAISO","ERCOT","Hawaii","ISO-NE","MISO","NYISO","PJM","SPP","Southeast\n(non-ISO)","West\n(non-ISO)"]
[2007,2,null,null,null,null,null,null,null,null,null,2,null,2007,2,null,null,null,null,null,null,null,null,null,2]
[2008,1,1,null,null,null,null,null,null,null,null,null,null,2008,1,1]
[2009,2,1,null,null,null,null,null,null,null,1,null,null,2009,2,1,null,null,null,null,null,null,null,1]
[2010,10,1,1,null,null,null,null,3,null,3,2,null,2010,10,1,1,null,null,null,null,3,null,3,2]
[2011,29,6,1,null,null,null,1,6,null,1,14,null,2011,29,6,1,null,null,null,1,6,null,1,14]
[2012,41,9,3,1,null,null,null,9,null,3,16,null,2012,41,9,3,1,null,null,null,9,null,3,16]
[2013,38,16,2,null,null,4,null,2,null,3,11,null,2013,38,16,2,null,null,4,null,2,null,3,11]
[2014,65,32,1,1,2,2,null,9,null,3,15,null,2014,65,32,1,1,2,2,null,9,null,3,15]
[2015,87,34,3,1,null,3,null,12,null,16,18,null,2015,87,34,3,1,null,3,null,12,null,16,18]
[2016,146,45,2,1,2,3,1,18,3,30,41,null,2016,145,45,2,1,2,3,1,18,3,29,41]
[2017,163,24,14,3,4,17,2,22,3,47,27,null,2017,163,24,14,3,4,17,2,22,3,47,27]
[2018,94,7,10,1,3,4,1,15,2,29,22,null,2018,94,7,10,1,3,4,1,15,2,29,22]
[2019,103,11,8,4,8,2,5,16,3,26,20,null,2019,103,11,8,4,8,2,5,16,3,26,20]
[2020,159,19,16,null,5,11,4,33,3,44,24,null,2020,159,19,16,null,5,11,4,33,3,44,24]
[2021,62,1,7,null,5,7,1,13,1,21,6,null,2021,62,1,7,null,5,7,1,13,1,21,6]

{"sheet":"CapEx Trend by State (PV only)","index":17,"n_rows":59,"n_cols":91,"rows_kept":59,"cut":false,"hidden":false,"merged":[[5,1,5,44],[5,47,5,90],[23,1,23,44],[23,47,23,90],[42,1,42,44],[42,47,42,90]]}
["Installed costs by state and installation year"]
[]
["Sources: Berkeley Lab (some data points suppressed to protect confidentiality), Energy Information Administration"]
[]
[]
[null,"Median Project Cost (2021 $/WAC)",null,null,null,null,null,null,null,null,null,null,null,null,null,null,null,null,null,null,null,null,null,null,null,null,null,null,null,null,null,null,null,null,null,null,null,null,null,null,null,null,null,null,null,null,null,"Median Project Cost (2021 $/WDC)"]
["Solar COD","National","AL","AR","AZ","CA","CO","CT","DE","FL","GA","HI","ID","IL","IN","KS","KY","LA","MA","MD","ME","MI","MN","MO","MS","NC","NE","NJ","NM","NV","NY","OH","OK","OR","PA","RI","SC","TN","TX","UT","VA","VT","WA","WI","WY",null,"Solar COD","National","AL","AR","AZ","CA","CO","CT","DE","FL","GA","HI","ID","IL","IN","KS","KY","LA","MA","MD","ME","MI","MN","MO","MS","NC","NE","NJ","NM","NV","NY","OH","OK","OR","PA","RI","SC","TN","TX","UT","VA","VT","WA","WI","WY"]
[2007,10.9,null,null,null,null,null,null,null,null,null,null,null,null,null,null,null,null,null,null,null,null,null,null,null,null,null,null,null,null,null,null,null,null,null,null,null,null,null,null,null,null,null,null,null,null,2007,9.2200000000000006]
[2008,5.0199999999999996,null,null,null,null,null,null,null,null,null,null,null,null,null,null,null,null,null,null,null,null,null,null,null,null,null,null,null,null,null,null,null,null,null,null,null,null,null,null,null,null,null,null,null,null,2008,4.1399999999999997]
[2009,5.41,null,null,null,null,null,null,null,null,null,null,null,null,null,null,null,null,null,null,null,null,null,null,null,null,null,null,null,null,null,null,null,null,null,null,null,null,null,null,null,null,null,null,null,null,2009,4.7699999999999996]
[2010,5.61,null,null,null,null,null,null,null,null,null,null,null,null,null,null,null,null,null,null,null,null,null,null,null,null,null,null,null,null,null,null,null,null,null,null,null,null,null,null,null,null,null,null,null,null,2010,4.8600000000000003]
[2011,4.92,null,null,5.29,4.72,null,null,null,null,null,null,null,null,null,null,null,null,null,null,null,null,null,null,null,null,null,5.52,4.26,null,null,null,null,null,null,null,null,null,null,null,null,null,null,null,null,null,2011,4.05,null,null,4.12,3.78,null,null,null,null,null,null,null,null,null,null,null,null,null,null,null,null,null,null,null,null,null,4.6900000000000004,3.47]
[2012,4.55,null,null,4.53,4.5199999999999996,null,null,null,null,null,null,null,null,null,null,null,null,null,4.25,null,null,null,null,null,null,null,4.97,null,3.96,null,null,null,null,null,null,null,null,4.5599999999999996,null,null,null,null,null,null,null,2012,3.68,null,null,3.55,3.47,null,null,null,null,null,null,null,null,null,null,null,null,null,3.52,null,null,null,null,null,null,null,3.98,null,3.27,null,null,null,null,null,null,null,null,3.91]
[2013,4.05,null,null,4.08,4.17,null,null,null,null,null,null,null,null,3.37,null,null,null,null,null,null,null,null,null,null,null,null,null,null,null,null,null,null,null,null,null,null,null,null,null,null,null,null,null,null,null,2013,3.17,null,null,2.99,3.22,null,null,null,null,null,null,null,null,2.44]
[2014,3.44,null,null,4.32,3.59,null,null,null,null,null,null,null,null,null,null,null,null,null,null,null,null,null,null,null,2.96,null,3.17,2.34,null,null,null,null,null,null,null,null,null,null,null,null,null,null,null,null,null,2014,2.68,null,null,3.29,2.78,null,null,null,null,null,null,null,null,null,null,null,null,null,null,null,null,null,null,null,2.11,null,2.62,1.91]
[2015,3.08,null,null,3.18,3.37,null,null,null,null,2.54,null,null,null,4.13,null,null,null,null,null,null,null,null,null,null,2.68,null,3.47,2.12,2.99,null,null,null,null,null,null,null,null,3.61,null,null,null,null,null,null,null,2015,2.34,null,null,2.29,2.6,null,null,null,null,1.76,null,null,null,3.1,null,null,null,null,null,null,null,null,null,null,1.89,null,2.67,1.72,2.38,null,null,null,null,null,null,null,null,2.91]
[2016,2.5499999999999998,null,null,2.2200000000000002,2.71,2.36,null,null,2.06,2.39,null,null,null,2.61,null,null,null,null,2.84,null,null,null,null,null,2.31,null,3.29,2.2000000000000002,2.63,null,null,null,2.56,null,null,null,null,null,2.0699999999999998,2.61,null,null,null,null,null,2016,1.96,null,null,1.74,2.11,1.82,null,null,1.25,1.79,null,null,null,1.94,null,null,null,null,2.17,null,null,null,null,null,1.77,null,2.85,1.61,2.0299999999999998,null,null,null,1.96,null,null,null,null,null,1.61,1.95]
[2017,2.36,3.04,null,2.42,2.77,null,null,null,2.5099999999999998,null,4.41,2.71,null,1.68,null,null,null,2.65,null,null,null,3.16,null,2.14,2.2000000000000002,null,2.98,null,2.58,null,null,null,2.27,null,null,1.56,null,2.14,null,2.11,null,null,null,null,null,2017,1.79,2.46,null,1.74,2.06,null,null,null,1.87,null,3.09,2.0299999999999998,null,1.36,null,null,null,2.2599999999999998,null,null,null,2.0699999999999998,null,1.59,1.64,null,2.4500000000000002,null,1.93,null,null,null,1.69,null,null,1.1200000000000001,null,1.58,null,1.57]
[2018,1.91,null,null,null,2.94,null,null,null,1.25,null,null,null,null,null,null,null,null,null,null,null,null,null,null,null,1.95,null,2.8,1.74,null,null,null,null,2.09,null,null,1.75,null,1.66,null,1.91,null,null,null,null,null,2018,1.41,null,null,null,2.2200000000000002,null,null,null,0.82,null,null,null,null,null,null,null,null,null,null,null,null,null,null,null,1.33,null,2.2599999999999998,1.41,null,null,null,null,1.6,null,null,1.2,null,1.22,null,1.49]
[2019,1.65,null,null,null,1.77,null,null,null,1.53,1.18,3.02,null,null,1.56,null,null,null,null,null,null,null,null,null,null,1.74,null,3.05,1.33,1.63,1.93,null,null,2.37,null,1.76,1.55,null,1.69,null,null,null,null,null,null,null,2019,1.29,null,null,null,1.4,null,null,null,1.1100000000000001,0.82,3.01,null,null,1.2,null,null,null,null,null,null,null,null,null,null,1.29,null,2.3199999999999998,1.05,1.24,1.37,null,null,1.73,null,1.4,1.1299999999999999,null,1.21]
[2020,1.68,null,null,1.39,1.73,null,null,null,1.25,1.61,null,null,null,1.5,null,null,null,null,null,null,2.1800000000000002,null,null,null,1.95,null,2.37,null,1.71,2.62,null,null,2.94,1.56,null,1.72,null,1.33,1.58,1.72,null,null,1.61,null,null,2020,1.27,null,null,1.07,1.27,null,null,null,0.93,1.1299999999999999,null,null,null,1.0900000000000001,null,null,null,null,null,null,1.59,null,null,null,1.43,null,2.08,null,1.3,1.98,null,null,2.0499999999999998,1.17,null,1.25,null,0.99,1.23,1.37,null,null,1.27]
[2021,1.35,null,null,null,null,null,null,null,1.1599999999999999,1.05,null,null,1.49,1.51,null,null,null,null,null,1.4,null,null,null,null,1.54,null,null,null,null,null,null,null,null,null,null,null,null,1.41,1.1100000000000001,1.4,null,null,null,null,null,2021,1.02,null,null,null,null,null,null,null,0.9,0.75,null,null,1.1200000000000001,1.17,null,null,null,null,null,1.08,null,null,null,null,1.1000000000000001,null,null,null,null,null,null,null,null,null,null,null,null,1.04,0.8,1.06]
[]
[null,"$/WAC Cost Sample Project Capacity",null,null,null,null,null,null,null,null,null,null,null,null,null,null,null,null,null,null,null,null,null,null,null,null,null,null,null,null,null,null,null,null,null,null,null,null,null,null,null,null,null,null,null,null,null,"$/WDC Cost Sample Project Capacity"]
["Solar COD","National","AL","AR","AZ","CA","CO","CT","DE","FL","GA","HI","ID","IL","IN","KS","KY","LA","MA","MD","ME","MI","MN","MO","MS","NC","NE","NJ","NM","NV","NY","OH","OK","OR","PA","RI","SC","TN","TX","UT","VA","VT","WA","WI","WY",null,"Solar COD","National","AL","AR","AZ","CA","CO","CT","DE","FL","GA","HI","ID","IL","IN","KS","KY","LA","MA","MD","ME","MI","MN","MO","MS","NC","NE","NJ","NM","NV","NY","OH","OK","OR","PA","RI","SC","TN","TX","UT","VA","VT","WA","WI","WY"]
[2007,19,null,null,null,null,null,null,null,null,null,null,null,null,null,null,null,null,null,null,null,null,null,null,null,null,null,null,null,null,null,null,null,null,null,null,null,null,null,null,null,null,null,null,null,null,2007,22]
[2008,10,null,null,null,null,null,null,null,null,null,null,null,null,null,null,null,null,null,null,null,null,null,null,null,null,null,null,null,null,null,null,null,null,null,null,null,null,null,null,null,null,null,null,null,null,2008,12]
[2009,46,null,null,null,null,null,null,null,null,null,null,null,null,null,null,null,null,null,null,null,null,null,null,null,null,null,null,null,null,null,null,null,null,null,null,null,null,null,null,null,null,null,null,null,null,2009,53]
[2010,175,null,null,null,null,null,null,null,null,null,null,null,null,null,null,null,null,null,null,null,null,null,null,null,null,null,null,null,null,null,null,null,null,null,null,null,null,null,null,null,null,null,null,null,null,2010,211]
[2011,428,null,null,96,122,null,null,null,null,null,null,null,null,null,null,null,null,null,null,null,null,null,null,null,null,null,48,41,null,null,null,null,null,null,null,null,null,null,null,null,null,null,null,null,null,2011,517,null,null,118,152,null,null,null,null,null,null,null,null,null,null,null,null,null,null,null,null,null,null,null,null,null,56,50]
[2012,930,null,null,269,250,null,null,null,null,null,null,null,null,null,null,null,null,null,38,null,null,null,null,null,null,null,27,null,186,null,null,null,null,null,null,null,null,30,null,null,null,null,null,null,null,2012,1181,null,null,357,320,null,null,null,null,null,null,null,null,null,null,null,null,null,52,null,null,null,null,null,null,null,33,null,229,null,null,null,null,null,null,null,null,35]
[2013,1344,null,null,219,929,null,null,null,null,null,null,null,null,39,null,null,null,null,null,null,null,null,null,null,null,null,null,null,null,null,null,null,null,null,null,null,null,null,null,null,null,null,null,null,null,2013,1754,null,null,300,1206,null,null,null,null,null,null,null,null,52]
[2014,3184,null,null,406,2402,null,null,null,null,null,null,null,null,null,null,null,null,null,null,null,null,null,null,null,59,null,43,75,null,null,null,null,null,null,null,null,null,null,null,null,null,null,null,null,null,2014,4112,null,null,547,3085,null,null,null,null,null,null,null,null,null,null,null,null,null,null,null,null,null,null,null,86,null,54,93]
[2015,2870,null,null,122,1346,null,null,null,null,177,null,null,null,20,null,null,null,null,null,null,null,null,null,null,420,null,41,40,349,null,null,null,null,null,null,null,null,130,null,null,null,null,null,null,null,2015,3728,null,null,165,1714,null,null,null,null,246,null,null,null,27,null,null,null,null,null,null,null,null,null,null,568,null,53,49,462,null,null,null,null,null,null,null,null,162]
[2016,7389,null,null,371,2963,225,null,null,229,726,null,null,null,16,null,null,null,null,39,null,null,null,null,null,349,null,51,165,708,null,null,null,73,null,null,null,null,null,680,137,null,null,null,null,null,2016,9618,null,null,491,3736,287,null,null,376,925,null,null,null,21,null,null,null,null,50,null,null,null,null,null,456,null,62,224,960,null,null,null,97,null,null,null,null,null,882,180]
[2017,4046,107,null,87,696,null,null,null,175,null,46,120,null,30,null,null,null,17,null,null,null,156,null,155,675,null,39,null,290,null,null,null,104,null,null,223,null,651,null,271,null,null,null,null,null,2017,5382,146,null,120,913,null,null,null,237,null,64,160,null,41,null,null,null,21,null,null,null,229,null,216,910,null,46,null,378,null,null,null,136,null,null,305,null,841,null,356]
[2018,3949,null,null,null,981,null,null,null,875,null,null,null,null,null,null,null,null,null,null,null,null,null,null,null,472,null,54,33,null,null,null,null,82,null,null,71,null,646,null,58,null,null,null,null,null,2018,5382,null,null,null,1309,null,null,null,1262,null,null,null,null,null,null,null,null,null,null,null,null,null,null,null,682,null,67,41,null,null,null,null,109,null,null,101,null,855,null,77]
[2019,4533,null,null,null,999,null,null,null,743,412,129,null,null,20,null,null,null,null,null,null,null,null,null,null,297,null,21,100,417,65,null,null,73,null,48,270,null,488,null,null,null,null,null,null,null,2019,5999,null,null,null,1257,null,null,null,1008,594,138,null,null,25,null,null,null,null,null,null,null,null,null,null,407,null,26,131,530,87,null,null,96,null,59,376,null,633]
[2020,9495,null,null,290,1610,null,null,null,1639,667,null,null,null,24,null,null,null,null,null,null,105,null,null,null,281,null,66,null,155,22,null,null,115,65,null,426,null,2495,279,665,null,null,164,null,null,2020,12589,null,null,363,2095,null,null,null,2260,893,null,null,null,32,null,null,null,null,null,null,150,null,null,null,379,null,86,null,192,29,null,null,168,83,null,587,null,3246,358,854,null,null,231]
[2021,5383,null,null,null,null,null,null,null,1104,346,null,null,208,296,null,null,null,null,null,113,null,null,null,null,354,null,null,null,null,null,null,null,null,null,null,null,null,1314,260,270,null,null,null,null,null,2021,7208,null,null,null,null,null,null,null,1483,483,null,null,280,392,null,null,null,null,null,165,null,null,null,null,492,null,null,null,null,null,null,null,null,null,null,null,null,1747,349,359]
[]
[]
[null,"$/WAC Cost Sample Project Count",null,null,null,null,null,null,null,null,null,null,null,null,null,null,null,null,null,null,null,null,null,null,null,null,null,null,null,null,null,null,null,null,null,null,null,null,null,null,null,null,null,null,null,null,null,"$/WDC Cost Sample Project Count"]
["Solar COD","National","AL","AR","AZ","CA","CO","CT","DE","FL","GA","HI","ID","IL","IN","KS","KY","LA","MA","MD","ME","MI","MN","MO","MS","NC","NE","NJ","NM","NV","NY","OH","OK","OR","PA","RI","SC","TN","TX","UT","VA","VT","WA","WI","WY",null,"Solar COD","National","AL","AR","AZ","CA","CO","CT","DE","FL","GA","HI","ID","IL","IN","KS","KY","LA","MA","MD","ME","MI","MN","MO","MS","NC","NE","NJ","NM","NV","NY","OH","OK","OR","PA","RI","SC","TN","TX","UT","VA","VT","WA","WI","WY"]
[2007,2,null,null,null,null,1,null,null,null,null,null,null,null,null,null,null,null,null,null,null,null,null,null,null,null,null,null,null,1,null,null,null,null,null,null,null,null,null,null,null,null,null,null,null,null,2007,2,null,null,null,null,1,null,null,null,null,null,null,null,null,null,null,null,null,null,null,null,null,null,null,null,null,null,null,1]
[2008,1,null,null,null,null,null,null,null,null,null,null,null,null,null,null,null,null,null,null,null,null,null,null,null,null,null,null,null,1,null,null,null,null,null,null,null,null,null,null,null,null,null,null,null,null,2008,1,null,null,null,null,null,null,null,null,null,null,null,null,null,null,null,null,null,null,null,null,null,null,null,null,null,null,null,1]
[2009,2,null,null,null,1,null,null,null,1,null,null,null,null,null,null,null,null,null,null,null,null,null,null,null,null,null,null,null,null,null,null,null,null,null,null,null,null,null,null,null,null,null,null,null,null,2009,2,null,null,null,1,null,null,null,1]
[2010,10,null,null,null,null,1,null,null,2,null,null,null,1,null,null,null,null,null,null,null,null,null,null,null,1,null,1,1,1,null,1,null,null,null,null,null,null,1,null,null,null,null,null,null,null,2010,10,null,null,null,null,1,null,null,2,null,null,null,1,null,null,null,null,null,null,null,null,null,null,null,1,null,1,1,1,null,1,null,null,null,null,null,null,1]
[2011,29,null,null,6,8,2,null,1,1,null,null,null,null,null,null,null,null,null,null,null,null,null,null,null,null,null,4,4,null,1,1,null,null,null,null,null,null,1,null,null,null,null,null,null,null,2011,29,null,null,6,8,2,null,1,1,null,null,null,null,null,null,null,null,null,null,null,null,null,null,null,null,null,4,4,null,1,1,null,null,null,null,null,null,1]
[2012,41,null,null,7,12,1,null,1,null,null,1,null,1,null,null,null,null,null,3,null,null,null,null,null,2,null,3,1,4,null,null,null,null,1,null,null,1,3,null,null,null,null,null,null,null,2012,41,null,null,7,12,1,null,1,null,null,1,null,1,null,null,null,null,null,3,null,null,null,null,null,2,null,3,1,4,null,null,null,null,1,null,null,1,3]
[2013,38,null,null,6,18,null,null,null,null,2,null,null,null,4,null,null,null,null,null,null,null,null,null,null,1,null,2,2,1,null,null,null,null,null,null,null,null,2,null,null,null,null,null,null,null,2013,38,null,null,6,18,null,null,null,null,2,null,null,null,4,null,null,null,null,null,null,null,null,null,null,1,null,2,2,1,null,null,null,null,null,null,null,null,2]
[2014,65,null,null,7,33,null,null,null,null,1,1,null,null,2,null,null,null,2,null,null,null,null,null,null,3,null,6,4,2,null,null,null,null,null,null,null,2,2,null,null,null,null,null,null,null,2014,65,null,null,7,33,null,null,null,null,1,1,null,null,2,null,null,null,2,null,null,null,null,null,null,3,null,6,4,2,null,null,null,null,null,null,null,2,2]
[2015,87,null,1,4,36,1,null,null,1,6,1,null,null,3,null,null,null,null,1,null,null,null,null,null,16,null,4,4,4,null,null,null,null,null,null,null,null,3,2,null,null,null,null,null,null,2015,87,null,1,4,36,1,null,null,1,6,1,null,null,3,null,null,null,null,1,null,null,null,null,null,16,null,4,4,4,null,null,null,null,null,null,null,null,3,2]
[2016,146,1,null,6,48,7,null,null,4,14,1,2,null,3,null,1,null,2,3,null,null,1,null,null,9,null,7,3,5,1,null,null,8,null,null,2,2,2,10,4,null,null,null,null,null,2016,145,1,null,6,48,7,null,null,4,13,1,2,null,3,null,1,null,2,3,null,null,1,null,null,9,null,7,3,5,1,null,null,8,null,null,2,2,2,10,4]
[2017,163,4,null,3,28,1,null,null,7,null,3,6,null,3,null,1,null,3,null,1,2,13,1,3,22,1,4,2,5,2,1,1,6,null,null,14,2,14,null,10,null,null,null,null,null,2017,163,4,null,3,28,1,null,null,7,null,3,6,null,3,null,1,null,3,null,1,2,13,1,3,22,1,4,2,5,2,1,1,6,null,null,14,2,14,null,10]
[2018,94,1,1,2,10,1,2,null,13,1,1,null,null,1,null,null,null,null,2,null,2,1,1,null,9,null,6,4,1,1,null,1,9,null,null,5,2,10,null,4,1,1,null,1,null,2018,94,1,1,2,10,1,2,null,13,1,1,null,null,1,null,null,null,null,2,null,2,1,1,null,9,null,6,4,1,1,null,1,9,null,null,5,2,10,null,4,1,1,null,1]
[2019,103,null,2,1,12,2,1,null,13,4,4,null,null,3,1,null,null,2,1,null,null,null,null,1,7,null,3,6,5,5,2,null,4,1,3,7,null,8,1,2,2,null,null,null,null,2019,103,null,2,1,12,2,1,null,13,4,4,null,null,3,1,null,null,2,1,null,null,null,null,1,7,null,3,6,5,5,2,null,4,1,3,7,null,8,1,2,2]
[2020,159,null,1,3,19,2,1,null,22,7,null,null,null,3,1,null,2,2,2,1,4,null,null,null,8,null,6,1,4,4,null,2,11,4,1,12,null,16,3,14,null,null,3,null,null,2020,159,null,1,3,19,2,1,null,22,7,null,null,null,3,1,null,2,2,2,1,4,null,null,null,8,null,6,1,4,4,null,2,11,4,1,12,null,16,3,14,null,null,3]
[2021,62,null,1,1,2,1,1,null,15,3,null,null,3,6,null,null,null,null,null,4,1,null,null,null,5,null,null,null,null,1,2,null,null,null,null,null,null,7,3,5,null,null,1,null,null,2021,62,null,1,1,2,1,1,null,15,3,null,null,3,6,null,null,null,null,null,4,1,null,null,null,5,null,null,null,null,1,2,null,null,null,null,null,null,7,3,5,null,null,1]

{"sheet":"PV+Storage CapEx","index":18,"n_rows":83,"n_cols":51,"rows_kept":83,"cut":false,"hidden":false,"merged":[[35,8,35,10],[37,0,38,0],[39,0,40,0],[41,0,42,0],[43,0,44,0],[22,0,22,6],[24,0,24,4],[35,0,36,0],[35,1,36,1],[35,2,35,4],[35,5,35,7]]}
["Installed Costs of Solar and Battery Projects"]
["Battery Costs in $/kWh terms in the LBNL sample",null,null,null,null,null,null,"Battery cost adder relative to full project costs as a function of battery:PV capacity, 2018-2021",null,null,null,null,"Battery cost adder relative to PV capacity as a function of battery:PV capacity, 2018-2021",null,null,null,null,"Battery cost adder relative to PV capacity by battery installation year",null,null,null,null,"Battery cost adder relative to full project price by battery installation year",null,null,null,null,null,"Combined PV and Battery Costs by battery installation year",null,null,null,"Combined PV and Battery Costs by Battery:PV Capacity Ratio"]
[]
[]
[]
[]
[]
[]
[]
[]
[]
[]
[]
[]
[]
[]
[]
[]
[]
[]
[]
[]
["Sources: Berkeley Lab (some data points suppressed to protect confidentiality), Energy Information Administration\n\nNote: Some of the PV-battery projects are retrofits to earlier PV projects: \nThe solar online date of the 2018 battery projects ranged from 2016 to 2018, \nthe solar online date of the 2019 battery projects ranged from 2017 to 2019, \nthe solar online date of the 2020 battery projects ranged from 2019 to 2020, \nthe solar online date of the 2021 battery projects ranged from 2016 to 2021."]
[]
["Sample with separate cost estimates for PV and storage components"]
[null,"Battery Count","Battery Capacity (MW)","Battery Energy (MWh)","Median Battery Capacity Ratio","Median Battery Duration (h)","Battery Price ($/kWh) Median","Battery Price ($/kWh) 20th Percentile","Battery Price ($/kWh) 80th Percentile","Battery Price Contribution (Adder/Total) Median","Battery Price Contribution (Adder/Total) 20th Percentile","Battery Price Contribution (Adder/Total) 80th Percentile","Battery Price Adder ($/WAC-PV) Median","Battery Price Adder ($/WAC-PV) 20th Percentile","Battery Price Adder ($/WAC-PV) 80th Percentile","Battery Price Adder ($/WDC-PV) Median","Battery Price Adder ($/WDC-PV) 20th Percentile","Battery Price Adder ($/WDC-PV) 80th Percentile"]
[2017,2,14.600000000000001,59.12,0.57307692307692315,3.0999999999999996]
[2018,6,89,232,0.5714285714285714,4,442.69457295595481,394.8953361862624,636.6971905901695,0.17472493182148277,0.1035806220705697,0.28238616307800923,0.56037273162347545,0.23047564467159265,1.729894253678951,0.41319101657917823,0.13959703681328173,1.2964422432831506]
[2019,11,48.8,118.9,0.59988002399520091,2.1833333333333331,531.08031929577714,506.72082974123134,801.0340712771831,0.25279565288457018,0.11065577170218255,0.47331671870747921,0.8495585991534127,0.4598702216206268,1.3273431053009659,0.66662754469761076,0.25553455314719498,1.1444901499327811]
[2020,3,8.02,17.899999999999999,0.43991201759648069,2.2564102564102568,833.14796564831772,606.35183477211945,921.51926130253639,0.25672817445846402,0.24745094153016173,0.26247253997165398,0.80091158665352691,0.76017879769111663,0.87321853442207542,0.67487090898977053,0.59273531413050495,0.78195250298536823]
[2021,7,992,3348.4,0.83697234352256178,4,264.45884000000001,254.85796256653018,280.14108133333332,0.27570230513913935,0.1909154154793854,0.39638043157801117,0.99902837436923708,0.36517930993105052,1.0398977169570696,0.80911581867570381,0.24779569952672745,0.88306219219706916]
["Total",29,1152.42,3776.3199999999997,0.59988002399520091,2.291666666666667]
[]
[]
["Cost comparison of solar standalone projects vs. component costs of solar+storage projects"]
["Storage COD Year","Type","Median ($/WAC-PV)",null,null,"Mean  ($/WAC-PV)",null,null,"Sample Count"]
[null,null,"PV","Battery Adder","Total","PV","Battery Adder","Total","PV","Battery Adder","Total"]
[2018,"PV only",1.9128248475827094,null,null,2.1406105701912153,null,null,94]
[null,"PV+Battery",2.0697393274536253,0.56037273162347545,2.8325361458823171,2.6448884516056057,0.85892541228584618,3.5038138638914522,6,6,6]
[2019,"PV only",1.645387221935277,null,null,1.842432807200298,null,null,103]
[null,"PV+Battery",2.3317776977125035,0.8495585991534127,3.3442807867443198,2.2200912094460206,0.82629449903149277,3.0362823914177501,10,11,10]
[2020,"PV only",1.6826672888216248,null,null,1.8566881895558882,null,null,159]
[null,"PV+Battery",2.3668586097742028,0.80091158665352691,3.0075299277937479,2.4384094482537542,0.81845278599027038,3.2272990908592138,4,3,3]
[2021,"PV only",1.3524158084160902,null,null,1.366327438738377,null,null,62]
[null,"PV+Battery",2.4329721963384072,0.99902837436923708,3.4633149858333629,2.2706090335792037,1.0750073901919213,3.3645036808402766,18,7,20]
["Note: The total PV+storage system costs in 2021 is based on a larger sample than the individual solar/storage component costs"]
[]
[]
[]
[]
[]
[]
[]
[]
[]
[]
[]
[]
[]
[]
[]
[]
[]
[]
[]
[]
[]
[]
[]
[]
[]
[]
[]
[]
[]
[]
[]
[]
[]
[]
[]
[]
[null,null,null,null,null,null,null,null,null,null,null,null,null,null,null,null,null,null,null,null,null,null,null,null,null,null,null,null,null,null,null,null,null,null,null,null,null,null,null,null,null,null,null,null,null,null,null,null,{"$f":"MEDIAN(AW30:AW50)","v":{"$error":"#NUM!"}},{"$f":"MEDIAN(AX51:AX81)","v":{"$error":"#NUM!"}},{"$f":"MEDIAN(AY51:AY63)","v":{"$error":"#NUM!"}}]

{"sheet":"CSP CapEx","index":19,"n_rows":33,"n_cols":9,"rows_kept":33,"cut":false,"hidden":false,"merged":[[10,0,10,6],[10,8,10,9]]}
["Installed costs of individual CSP projects"]
[]
[]
[]
[]
[]
[]
[]
[]
[]
[]
[]
[]
[]
[]
[]
[]
[]
[]
["Solar Tech Sub","Solar Capacity AC","Solar COD","Solar Price AC","Core Size",null,null,"PV Median Cost","Bubble Size"]
["Tower",370,2014,7.037443243243243,1,null,2010,5.6078444265310754,10]
["Tower",110,2015,10.027081827218508,1,null,2011,4.9171221922710417,10]
[null,null,null,null,null,null,2012,4.5474242807733329,10]
[null,null,null,null,null,null,2013,4.0491923931993519,10]
[null,null,null,null,null,null,2014,3.4419742436899083,10]
["Solar Tech Sub","Solar Capacity AC","Solar COD","Solar Price AC","Core Size",null,2015,3.0841932475658869,10]
["Trough",68.5,2007,5.150425643995411,1,null,2016,2.5502812335725542,10]
["Trough",75,2010,6.530665062773668,1,null,2017,2.3610332252415107,10]
["Trough",250,2013,7.754377341172896,1,null,2018,1.9128248475827094,10]
["Trough",250,2014,5.8721322896920043,1,null,2019,1.645387221935277,10]
["Trough",250,2014,7.0348628881298367,1,null,2020,1.6826672888216248,10]
[null,null,null,null,null,null,2021,1.3524158084160902,10]
[null,null,null,null,null,null,"Total"]

{"sheet":"O&M Cost Time Trend","index":20,"n_rows":51,"n_cols":11,"rows_kept":51,"cut":false,"hidden":false,"merged":[[22,0,22,11],[25,4,25,6],[25,7,25,9]]}
["PV Operation and Maintenance Costs over Time"]
[]
[]
[]
[]
[]
[]
[]
[]
[]
[]
[]
[]
[]
[]
[]
[]
[]
[]
[]
[]
["Sources: Berkeley Lab, FERC"]
["Note: Included in cost scope are project supervision, engineering, maintenance, rents, and training. \nExcluded are payments for property taxes, insurance, land royalties, performance bonds, various admnistrative and other fees, and overhead."]
[]
[]
[null,"Project","Capacity","Net Generation","$2021/kWAC-yr",null,null,"$2021/MWh"]
[null,"Count","GWAC","GWh","All Mean","Min","Max","All Mean","Min","Max"]
[2011,3,8.788E-2,103.776,32.266123863933899,{"$f":"E28-F41","v":11.522452119407799},{"$f":"E28+G41","v":42.637959736196898},20.8658298574478,{"$f":"H28-I41","v":17.7182774370003},{"$f":"H28+J41","v":22.439606067671548}]
[2012,12,0.23624999999999999,406.89299999999997,30.589261433544301,15.141709163610901,42.613211819025302,16.004686697775899,9.9792725399099886,20.307529736575461]
[2013,15,0.33329000000000003,644.240814,28.962040557041899,17.307247830034498,39.3948938619194,15.4469625348629,9.4968671965570906,23.358344365384831]
[2014,19,0.42479,941.40300000000002,29.342676057894298,1.8689874987582975,38.093379629073588,15.122599663470201,6.5875642748977707,27.576420245656003]
[2015,24,0.49736000000000002,1079.6566939999998,17.018160249818798,2.7090713180423993,35.674715453619896,8.3831960283334297,2.0023266127385995,17.845642487728782]
[2016,26,0.60465999999999998,1230.5709999999999,20.608183756050099,7.9004096605953986,31.050620148965301,10.1833398077734,3.9089007787357399,22.2754176365072]
[2017,31,0.71011999999999997,1494.31375,17.316748663266399,6.4673286001691981,23.513120887714727,8.7412250143060994,3.3278338750895191,13.777959297256061]
[2018,41,0.93662000000000001,1918.4397020000001,19.676843075293402,13.758240519514402,42.886644864675901,10.5991939943061,7.1999787417131298,25.132094951760799]
[2019,63,2.1322899999999998,4334.3083269999997,16.183757665321199,6.7895654803094594,30.7125286115836,8.8265398497218399,3.7398278137218197,18.41608652452263]
[2020,81,2.99417,5982.024195,14.7545524645965,5.9542588479426701,31.433271306974301,7.6927413967501499,3.0978471031955603,15.93517244784406]
[2021,90,3.96367,7957.4796880000004,13.4994114986496,4.6184139402173408,31.7874916869233,7.4659403386386796,2.3306374300476795,28.064117433129582]
[]
[null,null,null,null,null,"Negative Error","Positive Error",null,"Negative Error","Positive Error","x-axis"]
[null,null,null,null,null,20.7436717445261,10.371835872263,null,3.1475524204475001,1.57377621022375,1.2]
[null,null,null,null,null,15.4475522699334,12.023950385480999,null,6.0254141578659102,4.3028430387995602,{"$f":"K41+1","v":2.2000000000000002}]
[null,null,null,null,null,11.654792727007401,10.432853304877501,null,5.9500953383058102,7.9113818305219299,{"$f":"K42+1","v":3.2}]
[null,null,null,null,null,27.473688559136001,8.7507035711792902,null,8.5350353885724299,12.4538205821858,4.2]
[null,null,null,null,null,14.309088931776399,18.656555203801101,null,6.3808694155948302,9.4624464593953501,5.2]
[null,null,null,null,null,12.707774095454701,10.4424363929152,null,6.2744390290376604,12.0920778287338,6.2]
[null,null,null,null,null,10.849420063097201,6.1963722244483304,null,5.4133911392165803,5.0367342829499604,7.2]
[null,null,null,null,null,5.9186025557789996,23.209801789382499,null,3.39921525259297,14.5329009574547,8.1999999999999993]
[null,null,null,null,null,9.3941921850117396,14.5287709462624,null,5.0867120360000202,9.5895466748007898,9.1999999999999993]
[null,null,null,null,null,8.8002936166538301,16.678718842377801,null,4.5948942935545896,8.2424310510939094,10.199999999999999]
[null,null,null,null,null,8.8809975584322594,18.2880801882737,null,5.135302908591,20.5981770944909,11.2]

{"sheet":"O&M Cost by Project Age","index":21,"n_rows":35,"n_cols":19,"rows_kept":35,"cut":false,"hidden":false,"merged":[[23,10,24,10],[23,11,23,13],[23,14,23,16],[23,0,24,0],[23,1,23,3]]}
["PV Operation and Maintenance Costs by project age"]
[]
[]
[]
[]
[]
[]
[]
[]
[]
[]
[]
[]
[]
[]
[]
[]
[]
[]
[]
[]
["Source: EIA, FERC, Berkeley Lab"]
[]
["Years post COD","Median $/kW-AC",null,null,null,null,null,null,null,null,"Years post COD","$/kW-AC",null,null,"$/MWh"]
[null,"Pre-2015","2015-2017","2018-2020",null,null,null,null,null,null,null,"Median","25th Percentile","75th Percentile","Median","25th Percentile","75th Percentile","$/kW-AC Range","$/MWh Range"]
[1,34.398131150456052,21.868210837165499,5.3612799999999998,null,null,null,null,null,null,1,1,1,1,1,1,1,{"$f":"N26-M26","v":0},{"$f":"Q26-P26","v":0}]
[2,23.2690360780445,20.999864896478702,9.3384101941747506,null,null,null,null,null,null,2,0.97276055029737596,0.85077218323383796,1.15397880581802,0.98984298822238304,0.86707726115416195,1.18873065561545,0.30320662258418207,0.32165339446128804]
[3,20.21038589972715,19.112449090149902,4.1058533333333296,null,null,null,null,null,null,3,0.89351171727546896,0.72249968205779502,1.3574467098255401,0.88453986406912,0.71657792970731504,1.30830746370957,0.63494702776774503,0.59172953400225492]
[4,18.255848097753052,17.597666788942249,null,null,null,null,null,null,null,4,0.64958455936862303,0.38742708767050799,1.3531540196242,0.70203297226176797,0.41106122705446202,1.3316067743720099,0.96572693195369208,0.9205455473175479]
[5,17.59756263317335,18.897369908522851,null,null,null,null,null,null,null,5,0.75766914586220102,0.41509006817980298,1.34772095000946,0.77860010951672498,0.44552549186261797,1.28593163159644,0.93263088182965703,0.84040613973382206]
[6,19.082066071952852,20.894696741854602,null,null,null,null,null,null,null,6,0.83484927401217801,0.45286684690851098,1.10270361363689,0.86367014941310705,0.50072248715560697,1.1956191518608299,0.64983676672837898,0.69489666470522293]
[7,19.074164128594902,null,null,null,null,null,null,null,null,7,0.44742739603141901,0.233109172959197,1.22957615626148,0.50343091786821303,0.25824815858300099,1.3100657344420401,0.996466983302283,1.0518175758590391]
[8,16.684683003368601,null,null,null,null,null,null,null,null,8,0.31803163455560801,0.21663486014528499,0.57299605656157304,0.40096415296472199,0.25627806427870697,0.63763212283493698,0.35636119641628805,0.38135405855623]
[9,19.082042921668503,null,null,null,null,null,null,null,null,9,0.453750847512156,0.27198300472291398,0.62133701277138698,0.51193319754681199,0.33883282175080698,0.66632463074109105,0.349354008048473,0.32749180899028407]
[10,20.894666666666598,null,null,null,null,null,null,null,null,10,0.68035451412918102,0.52138240456970797,0.68035746014798804,0.74814323564511398,0.59059558625049702,0.75232181430299905,0.15897505557828007,0.16172622805250203]

{"sheet":"CF by GHI, Mount, ILR","index":22,"n_rows":924,"n_cols":9,"rows_kept":924,"cut":false,"hidden":false,"merged":[[25,7,25,8],[52,1,55,1],[56,1,59,1],[28,0,35,0],[36,0,43,0],[44,0,51,0],[52,0,59,0],[28,1,31,1],[32,1,35,1],[36,1,39,1],[40,1,43,1],[44,1,47,1],[48,1,51,1]]}
["Cumulative capacity factor by resource strength, fixed-tilt vs. tracking, and inverter loading ratio"]
[]
[]
[]
[]
[]
[]
[]
[]
[]
[]
[]
[]
[]
[]
[]
[]
[]
[]
[]
[]
[]
[]
["Source: EIA, FERC, Berkeley Lab"]
[]
[null,null,null,"Median",null,null,null,"Individual Projects"]
["GHI","Mount","DC:AC (ILR)","Capacity","Sample","Sample",null,null,"Capacity"]
["Quartile","Type","Quartile","Factor","Projects","MW",null,"Bin","Factor"]
["1st Quartile GHI","\nFixed-Tilt",1,0.16705815858793266,50,537.62200000000007,null,1,9.2392629831559242E-2]
[null,null,2,0.18216537935080171,27,287.99200000000002,null,1,0.12422559188472948]
[null,null,3,0.18192335147272434,21,332.41899999999998,null,1,0.12782126549249836]
[null,null,4,0.20166662302444777,22,430.87299999999999,null,1,0.14003179186640302]
[null,"\nTracking",1,0.19518103793572555,20,464.84000000000003,null,1,0.14078767123287672]
[null,null,2,0.21845063559262368,23,438.51,null,1,0.14745367387553779]
[null,null,3,0.21527017437145177,25,687.44999999999993,null,1,0.14758123402701717]
[null,null,4,0.2224779325424856,36,1276.6999999999998,null,1,0.15140598875208999]
["2nd Quartile GHI","\nFixed-Tilt",1,0.18849247091033539,9,163.30000000000001,null,1,0.15208019069966666]
[null,null,2,0.19703052015995187,18,470.61299999999994,null,1,0.15489142441218262]
[null,null,3,0.20304427445156867,16,596.90000000000009,null,1,0.15603445390933982]
[null,null,4,0.22139581029151878,24,859.8599999999999,null,1,0.15612819363130467]
[null,"\nTracking",1,0.2158234176336053,16,509.40000000000009,null,1,0.15619107360097323]
[null,null,2,0.23400134688912061,23,1081.9000000000001,null,1,0.15665784244906839]
[null,null,3,0.24629161937948554,45,1976.65,null,1,0.15671634225466341]
[null,null,4,0.24323912187735186,73,2228.5810000000001,null,1,0.1568212908842184]
["3rd Quartile GHI","\nFixed-Tilt",1,0.21376316776672649,8,188.84,null,1,0.1572094923240614]
[null,null,2,0.22469916278857563,8,99.76,null,1,0.16086342502064052]
[null,null,3,0.2226251889337183,10,539.6,null,1,0.16417658210900149]
[null,null,4,0.24405275845457958,18,1341,null,1,0.1645404161873889]
[null,"\nTracking",1,0.23907972176096715,47,2303.2359999999999,null,1,0.16456396275055027]
[null,null,2,0.27458769056169985,48,2656.1850000000004,null,1,0.16541256681006383]
[null,null,3,0.28491577018365188,58,3122.6879999999996,null,1,0.16644168124318706]
[null,null,4,0.28012157427185208,26,1377.9499999999998,null,1,0.16675747198007471]
["4th Quartile GHI","\nFixed-Tilt",1,0.2358663296826734,15,761.5,null,1,0.16701278700765351]
[null,null,2,0.25144208288577952,12,1306.1600000000001,null,1,0.16710353016821183]
[null,null,3,0.27485909287627386,5,859.7,null,1,0.16723876636410198]
[null,null,4,0.27317099461845501,6,501.49,null,1,0.16768975618161458]
[null,"\nTracking",1,0.28073224423589388,59,2332.2780000000002,null,1,0.16800720615222395]
[null,null,2,0.30038928815879534,65,4501.3760000000002,null,1,0.16948391488868614]
[null,null,3,0.31211288520174063,44,2804.8599999999997,null,1,0.16959503413084617]
[null,null,4,0.31692659952413543,19,993.6400000000001,null,1,0.17024285971024106]
[null,null,null,null,null,null,null,1,0.17224225887159716]
[null,null,null,"Total:",{"$f":"SUM(E29:E60)","v":896},{"$f":"SUM(F29:F60)","v":38033.873000000007},null,1,0.17232299034147081]
[null,null,null,null,null,null,null,1,0.17336200459108886]
[null,null,null,null,null,null,null,1,0.17447612712676272]
[null,null,null,null,null,null,null,1,0.17510731171201058]
[null,null,null,null,null,null,null,1,0.17668973734915322]
[null,null,null,null,null,null,null,1,0.17723487829637741]
[null,null,null,null,null,null,null,1,0.1778562933871726]
[null,null,null,null,null,null,null,1,0.17855193260331118]
[null,null,null,null,null,null,null,1,0.18163711000562893]
[null,null,null,null,null,null,null,1,0.18202076000521444]
[null,null,null,null,null,null,null,1,0.18343877685514698]
[null,null,null,null,null,null,null,1,0.18491770110746011]
[null,null,null,null,null,null,null,1,0.18533301155314627]
[null,null,null,null,null,null,null,1,0.18834979289040743]
[null,null,null,null,null,null,null,1,0.1897391070098326]
[null,null,null,null,null,null,null,1,0.19391854217356042]
[null,null,null,null,null,null,null,1,0.19398438292262449]
[null,null,null,null,null,null,null,2,0.15563502579119634]
[null,null,null,null,null,null,null,2,0.15928992249133672]
[null,null,null,null,null,null,null,2,0.16355069159446728]
[null,null,null,null,null,null,null,2,0.16507420091324201]
[null,null,null,null,null,null,null,2,0.16905800821355235]
[null,null,null,null,null,null,null,2,0.16922315063744414]
[null,null,null,null,null,null,null,2,0.1752629364001585]
[null,null,null,null,null,null,null,2,0.17542093507720721]
[null,null,null,null,null,null,null,2,0.17704616118432678]
[null,null,null,null,null,null,null,2,0.17716667836421485]
[null,null,null,null,null,null,null,2,0.17817889405967696]
[null,null,null,null,null,null,null,2,0.17879832920900682]
[null,null,null,null,null,null,null,2,0.17931781312558445]
[null,null,null,null,null,null,null,2,0.18216537935080171]
[null,null,null,null,null,null,null,2,0.18337276262823782]
[null,null,null,null,null,null,null,2,0.18402302781577753]
[null,null,null,null,null,null,null,2,0.18486867710807803]
[null,null,null,null,null,null,null,2,0.18534443430656936]
[null,null,null,null,null,null,null,2,0.18784437007740931]
[null,null,null,null,null,null,null,2,0.1878535583941606]
[null,null,null,null,null,null,null,2,0.18842252125384654]
[null,null,null,null,null,null,null,2,0.18967889855404524]
[null,null,null,null,null,null,null,2,0.1917158369760727]
[null,null,null,null,null,null,null,2,0.19402476215020512]
[null,null,null,null,null,null,null,2,0.19932239166956314]
[null,null,null,null,null,null,null,2,0.20944619553196195]
[null,null,null,null,null,null,null,2,0.22605934687655738]
[null,null,null,null,null,null,null,3,0.15615712472674209]
[null,null,null,null,null,null,null,3,0.158672106032548]
[null,null,null,null,null,null,null,3,0.16114992844675441]
[null,null,null,null,null,null,null,3,0.17174337078955548]
[null,null,null,null,null,null,null,3,0.17383417894682157]
[null,null,null,null,null,null,null,3,0.1775008033787816]
[null,null,null,null,null,null,null,3,0.1778660783498239]
[null,null,null,null,null,null,null,3,0.17788426433004748]
[null,null,null,null,null,null,null,3,0.17817419575633123]
[null,null,null,null,null,null,null,3,0.18121178134240534]
[null,null,null,null,null,null,null,3,0.18192335147272434]
[null,null,null,null,null,null,null,3,0.18645891821074301]
[null,null,null,null,null,null,null,3,0.18684103480584052]
[null,null,null,null,null,null,null,3,0.18724975324506024]
[null,null,null,null,null,null,null,3,0.187500994858571]
[null,null,null,null,null,null,null,3,0.19038128036622007]
[null,null,null,null,null,null,null,3,0.1920734634122927]
[null,null,null,null,null,null,null,3,0.19764002966005023]
[null,null,null,null,null,null,null,3,0.20011215024330897]
[null,null,null,null,null,null,null,3,0.20103406326034062]
[null,null,null,null,null,null,null,3,0.21085172691230208]
[null,null,null,null,null,null,null,4,0.16387241484184914]
[null,null,null,null,null,null,null,4,0.17022682333257283]
[null,null,null,null,null,null,null,4,0.17662828307229808]
[null,null,null,null,null,null,null,4,0.17792008864554815]
[null,null,null,null,null,null,null,4,0.18169237979429498]
[null,null,null,null,null,null,null,4,0.18210140791476415]
[null,null,null,null,null,null,null,4,0.18660153749073033]
[null,null,null,null,null,null,null,4,0.18690150478796169]
[null,null,null,null,null,null,null,4,0.18967949197300338]
[null,null,null,null,null,null,null,4,0.19417670682730925]
[null,null,null,null,null,null,null,4,0.20079673859529043]
[null,null,null,null,null,null,null,4,0.20253650745360507]
[null,null,null,null,null,null,null,4,0.20457669369117501]
[null,null,null,null,null,null,null,4,0.21140995858654996]
[null,null,null,null,null,null,null,4,0.21186796684914844]
[null,null,null,null,null,null,null,4,0.21305679050726753]
[null,null,null,null,null,null,null,4,0.21445407542579073]
[null,null,null,null,null,null,null,4,0.22018835616438359]
[null,null,null,null,null,null,null,4,0.22106270275750201]
[null,null,null,null,null,null,null,4,0.22389215742933066]
[null,null,null,null,null,null,null,4,0.22446586070559613]
[null,null,null,null,null,null,null,4,0.23166814966917634]
[null,null,null,null,null,null,null,5,0.17258517737969792]
[null,null,null,null,null,null,null,5,0.17511384335154823]
[null,null,null,null,null,null,null,5,0.17862182057877221]
[null,null,null,null,null,null,null,5,0.1832306639288159]
[null,null,null,null,null,null,null,5,0.18553063217627541]
[null,null,null,null,null,null,null,5,0.18610836481016724]
[null,null,null,null,null,null,null,5,0.18919392885117764]
[null,null,null,null,null,null,null,5,0.19056063717254679]
[null,null,null,null,null,null,null,5,0.1912710982570506]
[null,null,null,null,null,null,null,5,0.19509777417320004]
[null,null,null,null,null,null,null,5,0.19526430169825104]
[null,null,null,null,null,null,null,5,0.19563510158585395]
[null,null,null,null,null,null,null,5,0.19677679304681084]
[null,null,null,null,null,null,null,5,0.19811105662098102]
[null,null,null,null,null,null,null,5,0.20062543240625433]
[null,null,null,null,null,null,null,5,0.20080003059340837]
[null,null,null,null,null,null,null,5,0.2124078646056963]
[null,null,null,null,null,null,null,5,0.2141762206251426]
[null,null,null,null,null,null,null,5,0.21705310289755875]
[null,null,null,null,null,null,null,5,0.21806285847479973]
[null,null,null,null,null,null,null,6,0.19159674161955714]
[null,null,null,null,null,null,null,6,0.19344964643267928]
[null,null,null,null,null,null,null,6,0.19528861510381018]
[null,null,null,null,null,null,null,6,0.20056468172484598]
[null,null,null,null,null,null,null,6,0.20074581430745808]
[null,null,null,null,null,null,null,6,0.20322695642254165]
[null,null,null,null,null,null,null,6,0.2037358069748581]
[null,null,null,null,null,null,null,6,0.20607678939110985]
[null,null,null,null,null,null,null,6,0.2098396685488684]
[null,null,null,null,null,null,null,6,0.2163401209217431]
[null,null,null,null,null,null,null,6,0.21663987019582828]
[null,null,null,null,null,null,null,6,0.21845063559262368]
[null,null,null,null,null,null,null,6,0.2206763698630137]
[null,null,null,null,null,null,null,6,0.22213122890609485]
[null,null,null,null,null,null,null,6,0.224178367493092]
[null,null,null,null,null,null,null,6,0.23087899543378995]
[null,null,null,null,null,null,null,6,0.23146659826721383]
[null,null,null,null,null,null,null,6,0.2408675799086758]
[null,null,null,null,null,null,null,6,0.24100517031630173]
[null,null,null,null,null,null,null,6,0.24640030441400299]
[null,null,null,null,null,null,null,6,0.24758989726027394]
[null,null,null,null,null,null,null,6,0.25075273722627739]
[null,null,null,null,null,null,null,6,0.25147506082725063]
[null,null,null,null,null,null,null,7,0.13011645906832747]
[null,null,null,null,null,null,null,7,0.16702346900705314]
[null,null,null,null,null,null,null,7,0.17165041717672833]
[null,null,null,null,null,null,null,7,0.18003713113152234]
[null,null,null,null,null,null,null,7,0.1876729405660921]
[null,null,null,null,null,null,null,7,0.19367812157721798]
[null,null,null,null,null,null,null,7,0.20628194596568092]
[null,null,null,null,null,null,null,7,0.20894893071577952]
[null,null,null,null,null,null,null,7,0.20904109589041095]
[null,null,null,null,null,null,null,7,0.20978969353349225]
[null,null,null,null,null,null,null,7,0.21107466718116927]
[null,null,null,null,null,null,null,7,0.21168563894784231]
[null,null,null,null,null,null,null,7,0.21527017437145177]
[null,null,null,null,null,null,null,7,0.21967896747740187]
[null,null,null,null,null,null,null,7,0.22070189850310334]
[null,null,null,null,null,null,null,7,0.22097526358475261]
[null,null,null,null,null,null,null,7,0.22171990994280152]
[null,null,null,null,null,null,null,7,0.22351801185590517]
[null,null,null,null,null,null,null,7,0.22481830732018984]
[null,null,null,null,null,null,null,7,0.23001083732603245]
[null,null,null,null,null,null,null,7,0.23187347931873478]
[null,null,null,null,null,null,null,7,0.23441414235218991]
[null,null,null,null,null,null,null,7,0.23908066971080666]
[null,null,null,null,null,null,null,7,0.24819254185692541]
[null,null,null,null,null,null,null,7,0.25231225600626855]
[null,null,null,null,null,null,null,8,0.14978538812785389]
[null,null,null,null,null,null,null,8,0.19003931272925112]
[null,null,null,null,null,null,null,8,0.19676624927862998]
[null,null,null,null,null,null,null,8,0.19992533134216914]
[null,null,null,null,null,null,null,8,0.20053616244581338]
[null,null,null,null,null,null,null,8,0.20236444641635701]
[null,null,null,null,null,null,null,8,0.20655087839379421]
[null,null,null,null,null,null,null,8,0.21076265737456701]
[null,null,null,null,null,null,null,8,0.21238584474885841]
[null,null,null,null,null,null,null,8,0.21304778953649592]
[null,null,null,null,null,null,null,8,0.21325290896646132]
[null,null,null,null,null,null,null,8,0.21399543378995434]
[null,null,null,null,null,null,null,8,0.21432101581508517]
[null,null,null,null,null,null,null,8,0.21464560042588793]
[null,null,null,null,null,null,null,8,0.21721662755833659]
[null,null,null,null,null,null,null,8,0.2178159936116815]
[null,null,null,null,null,null,null,8,0.22014840182648407]
[null,null,null,null,null,null,null,8,0.22214927808215731]
[null,null,null,null,null,null,null,8,0.22280658700281389]
[null,null,null,null,null,null,null,8,0.22287106703146375]
[null,null,null,null,null,null,null,8,0.22392694063926941]
[null,null,null,null,null,null,null,8,0.22559462696783023]
[null,null,null,null,null,null,null,8,0.22597054886211515]
[null,null,null,null,null,null,null,8,0.22734909048777663]
[null,null,null,null,null,null,null,8,0.22782055669632675]
[null,null,null,null,null,null,null,8,0.22920181104843287]
[null,null,null,null,null,null,null,8,0.22985825918320785]
[null,null,null,null,null,null,null,8,0.23243607305936073]
[null,null,null,null,null,null,null,8,0.23369752452657999]
[null,null,null,null,null,null,null,8,0.2346761826656325]
[null,null,null,null,null,null,null,8,0.2354599319774297]
[null,null,null,null,null,null,null,8,0.24771689497716901]
[null,null,null,null,null,null,null,8,0.2616581603558395]
[null,null,null,null,null,null,null,8,0.26194520547945205]
[null,null,null,null,null,null,null,8,0.26899082307341537]
[null,null,null,null,null,null,null,8,0.29695062785388127]
[null,null,null,null,null,null,null,9,0.17769656255843411]
[null,null,null,null,null,null,null,9,0.18273442847364818]
[null,null,null,null,null,null,null,9,0.18693246634725072]
[null,null,null,null,null,null,null,9,0.18815659269498286]
[null,null,null,null,null,null,null,9,0.18849247091033539]
[null,null,null,null,null,null,null,9,0.18979295003422311]
[null,null,null,null,null,null,null,9,0.19428473648186173]
[null,null,null,null,null,null,null,9,0.1951812562464694]
[null,null,null,null,null,null,null,9,0.20670857957840119]
[null,null,null,null,null,null,null,10,0.1763011329075426]
[null,null,null,null,null,null,null,10,0.18673611284601463]
[null,null,null,null,null,null,null,10,0.18752091413795724]
[null,null,null,null,null,null,null,10,0.19141100212895376]
[null,null,null,null,null,null,null,10,0.19441461302710991]
[null,null,null,null,null,null,null,10,0.19449134923532513]
[null,null,null,null,null,null,null,10,0.19532603739170087]
[null,null,null,null,null,null,null,10,0.196050471295066]
[null,null,null,null,null,null,null,10,0.19607206867612126]
[null,null,null,null,null,null,null,10,0.19798897164378249]
[null,null,null,null,null,null,null,10,0.20086678832116789]
[null,null,null,null,null,null,null,10,0.20417932209673739]
[null,null,null,null,null,null,null,10,0.20459408672228013]
[null,null,null,null,null,null,null,10,0.2061991406190585]
[null,null,null,null,null,null,null,10,0.20627994524298426]
[null,null,null,null,null,null,null,10,0.20765508398496274]
[null,null,null,null,null,null,null,10,0.22134840610212689]
[null,null,null,null,null,null,null,10,0.2277215501186507]
[null,null,null,null,null,null,null,11,0.16411009456721723]
[null,null,null,null,null,null,null,11,0.18377331552776149]
[null,null,null,null,null,null,null,11,0.18677511415525114]
[null,null,null,null,null,null,null,11,0.18787393314704987]
[null,null,null,null,null,null,null,11,0.19028525445363223]
[null,null,null,null,null,null,null,11,0.19935644019490667]
[null,null,null,null,null,null,null,11,0.20232937924537664]
[null,null,null,null,null,null,null,11,0.20233769599395438]
[null,null,null,null,null,null,null,11,0.20375085290918296]
[null,null,null,null,null,null,null,11,0.20546748276561233]
[null,null,null,null,null,null,null,11,0.20591704718417045]
[null,null,null,null,null,null,null,11,0.20941844513186833]
[null,null,null,null,null,null,null,11,0.21083504449007531]
[null,null,null,null,null,null,null,11,0.21106851649020325]
[null,null,null,null,null,null,null,11,0.21807342834740095]
[null,null,null,null,null,null,null,11,0.225261272362176]
[null,null,null,null,null,null,null,12,0.17073597023414536]
[null,null,null,null,null,null,null,12,0.18174429223744293]
[null,null,null,null,null,null,null,12,0.20051569916027748]
[null,null,null,null,null,null,null,12,0.20594300613193903]
[null,null,null,null,null,null,null,12,0.20722088373640171]
[null,null,null,null,null,null,null,12,0.21263462942679809]
[null,null,null,null,null,null,null,12,0.21288826443626327]
[null,null,null,null,null,null,null,12,0.21405452387767765]
[null,null,null,null,null,null,null,12,0.21461603991724476]
[null,null,null,null,null,null,null,12,0.21667094455852154]
[null,null,null,null,null,null,null,12,0.21987683353735799]
[null,null,null,null,null,null,null,12,0.22138409909851406]
[null,null,null,null,null,null,null,12,0.22140752148452353]
[null,null,null,null,null,null,null,12,0.22221335158150854]
[null,null,null,null,null,null,null,12,0.222453617281646]
[null,null,null,null,null,null,null,12,0.22404561800380368]
[null,null,null,null,null,null,null,12,0.22562594282238441]
[null,null,null,null,null,null,null,12,0.22566348650369863]
[null,null,null,null,null,null,null,12,0.22656897939447357]
[null,null,null,null,null,null,null,12,0.22824427363660932]
[null,null,null,null,null,null,null,12,0.23051931590603728]
[null,null,null,null,null,null,null,12,0.23153189596167009]
[null,null,null,null,null,null,null,12,0.23220745364042605]
[null,null,null,null,null,null,null,12,0.23796855991484184]
[null,null,null,null,null,null,null,13,0.14910201938019541]
[null,null,null,null,null,null,null,13,0.193823538998077]
[null,null,null,null,null,null,null,13,0.19863219969700038]
[null,null,null,null,null,null,null,13,0.20194849826732994]
[null,null,null,null,null,null,null,13,0.20323288109226198]
[null,null,null,null,null,null,null,13,0.20459934487141879]
[null,null,null,null,null,null,null,13,0.21328002236554167]
[null,null,null,null,null,null,null,13,0.21570170636006936]
[null,null,null,null,null,null,null,13,0.21594512890714121]
[null,null,null,null,null,null,null,13,0.21657011929089762]
[null,null,null,null,null,null,null,13,0.21806396977395612]
[null,null,null,null,null,null,null,13,0.21815094271586918]
[null,null,null,null,null,null,null,13,0.22218184693943899]
[null,null,null,null,null,null,null,13,0.23003069011280691]
[null,null,null,null,null,null,null,13,0.24928432937956208]
[null,null,null,null,null,null,null,13,0.26682614664082688]
[null,null,null,null,null,null,null,14,0.21550332109012738]
[null,null,null,null,null,null,null,14,0.21602399186310881]
[null,null,null,null,null,null,null,14,0.21854371609818884]
[null,null,null,null,null,null,null,14,0.21865423768031012]
[null,null,null,null,null,null,null,14,0.22082988569152034]
[null,null,null,null,null,null,null,14,0.22200975359342914]
[null,null,null,null,null,null,null,14,0.22415525114155246]
[null,null,null,null,null,null,null,14,0.22417946124850602]
[null,null,null,null,null,null,null,14,0.22816646746958413]
[null,null,null,null,null,null,null,14,0.22840365766882428]
[null,null,null,null,null,null,null,14,0.23264992389649924]
[null,null,null,null,null,null,null,14,0.23400134688912061]
[null,null,null,null,null,null,null,14,0.23599448298243481]
[null,null,null,null,null,null,null,14,0.23657562463638226]
[null,null,null,null,null,null,null,14,0.24578733602689323]
[null,null,null,null,null,null,null,14,0.24860943235741784]
[null,null,null,null,null,null,null,14,0.25490786235781104]
[null,null,null,null,null,null,null,14,0.2627853881278539]
[null,null,null,null,null,null,null,14,0.26410431873479318]
[null,null,null,null,null,null,null,14,0.27645733515856719]
[null,null,null,null,null,null,null,14,0.27738991558293413]
[null,null,null,null,null,null,null,14,0.27925410583941612]
[null,null,null,null,null,null,null,14,0.29528968978102188]
[null,null,null,null,null,null,null,15,0.155210885292663]
[null,null,null,null,null,null,null,15,0.18103950069086164]
[null,null,null,null,null,null,null,15,0.18547755263690338]
[null,null,null,null,null,null,null,15,0.18667920656634746]
[null,null,null,null,null,null,null,15,0.19718056679042301]
[null,null,null,null,null,null,null,15,0.20785370302403436]
[null,null,null,null,null,null,null,15,0.2122687777846915]
[null,null,null,null,null,null,null,15,0.2167732115677321]
[null,null,null,null,null,null,null,15,0.21857496194824963]
[null,null,null,null,null,null,null,15,0.21930981942655414]
[null,null,null,null,null,null,null,15,0.22101921991703363]
[null,null,null,null,null,null,null,15,0.22433545290018325]
[null,null,null,null,null,null,null,15,0.22529430412543966]
[null,null,null,null,null,null,null,15,0.22832078771289538]
[null,null,null,null,null,null,null,15,0.22926240996056188]
[null,null,null,null,null,null,null,15,0.23055483576642335]
[null,null,null,null,null,null,null,15,0.23113734614195058]
[null,null,null,null,null,null,null,15,0.23882271193170537]
[null,null,null,null,null,null,null,15,0.23929060218978107]
[null,null,null,null,null,null,null,15,0.2426936360159252]
[null,null,null,null,null,null,null,15,0.24460181100534012]
[null,null,null,null,null,null,null,15,0.24565303126355478]
[null,null,null,null,null,null,null,15,0.24629161937948554]
[null,null,null,null,null,null,null,15,0.24812203358890109]
[null,null,null,null,null,null,null,15,0.24833579685024298]
[null,null,null,null,null,null,null,15,0.24894672754946731]
[null,null,null,null,null,null,null,15,0.250186351466472]
[null,null,null,null,null,null,null,15,0.25140790434465132]
[null,null,null,null,null,null,null,15,0.25317276979237963]
[null,null,null,null,null,null,null,15,0.25460505056265204]
[null,null,null,null,null,null,null,15,0.2551273121275443]
[null,null,null,null,null,null,null,15,0.25563846294267983]
[null,null,null,null,null,null,null,15,0.25678237425225375]
[null,null,null,null,null,null,null,15,0.25728482110259221]
[null,null,null,null,null,null,null,15,0.25823921971252572]
[null,null,null,null,null,null,null,15,0.25951688341318735]
[null,null,null,null,null,null,null,15,0.25966080230010952]
[null,null,null,null,null,null,null,15,0.26563470319634702]
[null,null,null,null,null,null,null,15,0.2661187214611872]
[null,null,null,null,null,null,null,15,0.26745789978094198]
[null,null,null,null,null,null,null,15,0.26795881782945735]
[null,null,null,null,null,null,null,15,0.26997205110654798]
[null,null,null,null,null,null,null,15,0.27356262833675565]
[null,null,null,null,null,null,null,15,0.27511399908800732]
[null,null,null,null,null,null,null,15,0.27942048825005711]
[null,null,null,null,null,null,null,16,0.18058850364963502]
[null,null,null,null,null,null,null,16,0.18147810218978103]
[null,null,null,null,null,null,null,16,0.18326946472019462]
[null,null,null,null,null,null,null,16,0.19317974452554743]
[null,null,null,null,null,null,null,16,0.19452725516218422]
[null,null,null,null,null,null,null,16,0.19839831281349751]
[null,null,null,null,null,null,null,16,0.20036504677161762]
[null,null,null,null,null,null,null,16,0.20619438740588639]
[null,null,null,null,null,null,null,16,0.20763793889648888]
[null,null,null,null,null,null,null,16,0.20810523114355231]
[null,null,null,null,null,null,null,16,0.21496428028575773]
[null,null,null,null,null,null,null,16,0.21777050236152865]
[null,null,null,null,null,null,null,16,0.21971183090024332]
[null,null,null,null,null,null,null,16,0.22206452738521829]
[null,null,null,null,null,null,null,16,0.22296154314226604]
[null,null,null,null,null,null,null,16,0.22362251882272416]
[null,null,null,null,null,null,null,16,0.22727726443075519]
[null,null,null,null,null,null,null,16,0.22728870025556769]
[null,null,null,null,null,null,null,16,0.22791837665298681]
[null,null,null,null,null,null,null,16,0.22816287446677586]
[null,null,null,null,null,null,null,16,0.22936665294124156]
[null,null,null,null,null,null,null,16,0.23110402043546144]
[null,null,null,null,null,null,null,16,0.23207243669572436]
[null,null,null,null,null,null,null,16,0.2342320541038683]
[null,null,null,null,null,null,null,16,0.23483057451248807]
[null,null,null,null,null,null,null,16,0.23486989337144845]
[null,null,null,null,null,null,null,16,0.23536251709986319]
[null,null,null,null,null,null,null,16,0.23542236922141124]
[null,null,null,null,null,null,null,16,0.23571156773211563]
[null,null,null,null,null,null,null,16,0.23774987276013973]
[null,null,null,null,null,null,null,16,0.23961228401814733]
[null,null,null,null,null,null,null,16,0.23972789365336725]
[null,null,null,null,null,null,null,16,0.24047812571298191]
[null,null,null,null,null,null,null,16,0.24063160798014158]
[null,null,null,null,null,null,null,16,0.24104496407561582]
[null,null,null,null,null,null,null,16,0.24190530475756195]
[null,null,null,null,null,null,null,16,0.24323912187735186]
[null,null,null,null,null,null,null,16,0.24332082679067513]
[null,null,null,null,null,null,null,16,0.24356751824817521]
[null,null,null,null,null,null,null,16,0.24471972590073407]
[null,null,null,null,null,null,null,16,0.24626764634294757]
[null,null,null,null,null,null,null,16,0.2464083233734792]
[null,null,null,null,null,null,null,16,0.24710115770799415]
[null,null,null,null,null,null,null,16,0.24877917300862507]
[null,null,null,null,null,null,null,16,0.24904041014078457]
[null,null,null,null,null,null,null,16,0.24937675403173754]
[null,null,null,null,null,null,null,16,0.24948630136986308]
[null,null,null,null,null,null,null,16,0.25071327004934119]
[null,null,null,null,null,null,null,16,0.25143197485806973]
[null,null,null,null,null,null,null,16,0.25355440045221062]
[null,null,null,null,null,null,null,16,0.25434931506849318]
[null,null,null,null,null,null,null,16,0.25524532786381227]
[null,null,null,null,null,null,null,16,0.25540932811480754]
[null,null,null,null,null,null,null,16,0.25561263318112631]
[null,null,null,null,null,null,null,16,0.25588964523663343]
[null,null,null,null,null,null,null,16,0.25621719938923948]
[null,null,null,null,null,null,null,16,0.26155136986301369]
[null,null,null,null,null,null,null,16,0.26158895728834169]
[null,null,null,null,null,null,null,16,0.26202272381820946]
[null,null,null,null,null,null,null,16,0.26464376913556115]
[null,null,null,null,null,null,null,16,0.26802022178734508]
[null,null,null,null,null,null,null,16,0.26896118721461193]
[null,null,null,null,null,null,null,16,0.2698842045627271]
[null,null,null,null,null,null,null,16,0.27091324200913242]
[null,null,null,null,null,null,null,16,0.27259348389485377]
[null,null,null,null,null,null,null,16,0.27713465632603407]
[null,null,null,null,null,null,null,16,0.27735616438356164]
[null,null,null,null,null,null,null,16,0.28012238504831688]
[null,null,null,null,null,null,null,16,0.2820776255707762]
[null,null,null,null,null,null,null,16,0.28807077625570776]
[null,null,null,null,null,null,null,16,0.28858447488584477]
[null,null,null,null,null,null,null,16,0.29015981735159818]
[null,null,null,null,null,null,null,16,0.29344818043448168]
[null,null,null,null,null,null,null,17,0.19696573751451799]
[null,null,null,null,null,null,null,17,0.19757229832572298]
[null,null,null,null,null,null,null,17,0.20500501870608634]
[null,null,null,null,null,null,null,17,0.21206187709746427]
[null,null,null,null,null,null,null,17,0.21546445843598869]
[null,null,null,null,null,null,null,17,0.21758315083493016]
[null,null,null,null,null,null,null,17,0.21768328013499511]
[null,null,null,null,null,null,null,17,0.23797732332441351]
[null,null,null,null,null,null,null,18,0.20322355103791737]
[null,null,null,null,null,null,null,18,0.20689375506893751]
[null,null,null,null,null,null,null,18,0.21749061961261532]
[null,null,null,null,null,null,null,18,0.22463272196368286]
[null,null,null,null,null,null,null,18,0.2247656036134684]
[null,null,null,null,null,null,null,18,0.22581595996561346]
[null,null,null,null,null,null,null,18,0.23814453570613733]
[null,null,null,null,null,null,null,18,0.2426674525910151]
[null,null,null,null,null,null,null,19,0.1965109952789624]
[null,null,null,null,null,null,null,19,0.20685084735374337]
[null,null,null,null,null,null,null,19,0.21525813564476887]
[null,null,null,null,null,null,null,19,0.2216772394348932]
[null,null,null,null,null,null,null,19,0.22175379306411133]
[null,null,null,null,null,null,null,19,0.22349658480332527]
[null,null,null,null,null,null,null,19,0.22500855578370979]
[null,null,null,null,null,null,null,19,0.2336850978602576]
[null,null,null,null,null,null,null,19,0.23405903457273314]
[null,null,null,null,null,null,null,19,0.27789552919708027]
[null,null,null,null,null,null,null,20,0.22268306417307049]
[null,null,null,null,null,null,null,20,0.229396810039354]
[null,null,null,null,null,null,null,20,0.23336837466374094]
[null,null,null,null,null,null,null,20,0.2348939731972077]
[null,null,null,null,null,null,null,20,0.23957618919316126]
[null,null,null,null,null,null,null,20,0.24041664625483758]
[null,null,null,null,null,null,null,20,0.24209187582360328]
[null,null,null,null,null,null,null,20,0.24271603879880468]
[null,null,null,null,null,null,null,20,0.24311253857835688]
[null,null,null,null,null,null,null,20,0.24499297833080227]
[null,null,null,null,null,null,null,20,0.24604363948392632]
[null,null,null,null,null,null,null,20,0.24661029719855629]
[null,null,null,null,null,null,null,20,0.24801708358755342]
[null,null,null,null,null,null,null,20,0.24909677656395435]
[null,null,null,null,null,null,null,20,0.25173880390383985]
[null,null,null,null,null,null,null,20,0.25519904385400388]
[null,null,null,null,null,null,null,20,0.25648769574944069]
[null,null,null,null,null,null,null,20,0.26406637859703963]
[null,null,null,null,null,null,null,21,0.13717390260877915]
[null,null,null,null,null,null,null,21,0.1827300687716947]
[null,null,null,null,null,null,null,21,0.19295887979162005]
[null,null,null,null,null,null,null,21,0.19760959559382349]
[null,null,null,null,null,null,null,21,0.20029573105329287]
[null,null,null,null,null,null,null,21,0.20116888906747185]
[null,null,null,null,null,null,null,21,0.2047596346501955]
[null,null,null,null,null,null,null,21,0.20650853501560615]
[null,null,null,null,null,null,null,21,0.20720093766024475]
[null,null,null,null,null,null,null,21,0.21174950600395198]
[null,null,null,null,null,null,null,21,0.21559252494308218]
[null,null,null,null,null,null,null,21,0.21605787500908522]
[null,null,null,null,null,null,null,21,0.21888525290099195]
[null,null,null,null,null,null,null,21,0.21898294201401497]
[null,null,null,null,null,null,null,21,0.21991444216290212]
[null,null,null,null,null,null,null,21,0.2205241281427413]
[null,null,null,null,null,null,null,21,0.22072404648199637]
[null,null,null,null,null,null,null,21,0.22204194791094362]
[null,null,null,null,null,null,null,21,0.22560251596546968]
[null,null,null,null,null,null,null,21,0.22639377274243552]
[null,null,null,null,null,null,null,21,0.22946897102441252]
[null,null,null,null,null,null,null,21,0.23504088764004469]
[null,null,null,null,null,null,null,21,0.23692437741519964]
[null,null,null,null,null,null,null,21,0.23907972176096715]
[null,null,null,null,null,null,null,21,0.24183299118004864]
[null,null,null,null,null,null,null,21,0.24300284359362578]
[null,null,null,null,null,null,null,21,0.24481758737005085]
[null,null,null,null,null,null,null,21,0.24615253077975377]
[null,null,null,null,null,null,null,21,0.24899915161992578]
[null,null,null,null,null,null,null,21,0.25123361901352587]
[null,null,null,null,null,null,null,21,0.25181388422310347]
[null,null,null,null,null,null,null,21,0.26166647658150849]
[null,null,null,null,null,null,null,21,0.26773933183604715]
[null,null,null,null,null,null,null,21,0.26863951188269758]
[null,null,null,null,null,null,null,21,0.26951672749391725]
[null,null,null,null,null,null,null,21,0.27056699874891199]
[null,null,null,null,null,null,null,21,0.27763446840063882]
[null,null,null,null,null,null,null,21,0.28063974910166034]
[null,null,null,null,null,null,null,21,0.28094608237761803]
[null,null,null,null,null,null,null,21,0.28101740867579911]
[null,null,null,null,null,null,null,21,0.28220331737346105]
[null,null,null,null,null,null,null,21,0.28317366180048659]
[null,null,null,null,null,null,null,21,0.28470891504699336]
[null,null,null,null,null,null,null,21,0.28547945205479452]
[null,null,null,null,null,null,null,21,0.28675126190186434]
[null,null,null,null,null,null,null,21,0.2978334293763607]
[null,null,null,null,null,null,null,21,0.30403979554581961]
[null,null,null,null,null,null,null,22,0.177134353212382]
[null,null,null,null,null,null,null,22,0.19771707725060828]
[null,null,null,null,null,null,null,22,0.21892954856361149]
[null,null,null,null,null,null,null,22,0.23046949220066806]
[null,null,null,null,null,null,null,22,0.2461049308939352]
[null,null,null,null,null,null,null,22,0.24952444102213098]
[null,null,null,null,null,null,null,22,0.24986149162861493]
[null,null,null,null,null,null,null,22,0.25729774512138009]
[null,null,null,null,null,null,null,22,0.25892944858462097]
[null,null,null,null,null,null,null,22,0.259959701946472]
[null,null,null,null,null,null,null,22,0.26029116025972432]
[null,null,null,null,null,null,null,22,0.26096230757874678]
[null,null,null,null,null,null,null,22,0.26170398253161259]
[null,null,null,null,null,null,null,22,0.26291100726690131]
[null,null,null,null,null,null,null,22,0.26795749912188266]
[null,null,null,null,null,null,null,22,0.26819228817858953]
[null,null,null,null,null,null,null,22,0.26829884472956761]
[null,null,null,null,null,null,null,22,0.26842495437956204]
[null,null,null,null,null,null,null,22,0.26881712455884144]
[null,null,null,null,null,null,null,22,0.27005222196871753]
[null,null,null,null,null,null,null,22,0.27176661190215412]
[null,null,null,null,null,null,null,22,0.27309967141292441]
[null,null,null,null,null,null,null,22,0.27310828021395095]
[null,null,null,null,null,null,null,22,0.27346708581205398]
[null,null,null,null,null,null,null,22,0.27570829531134572]
[null,null,null,null,null,null,null,22,0.27690816060487555]
[null,null,null,null,null,null,null,22,0.27943136181087991]
[null,null,null,null,null,null,null,22,0.28065028132603409]
[null,null,null,null,null,null,null,22,0.28096400754533285]
[null,null,null,null,null,null,null,22,0.28216906173965939]
[null,null,null,null,null,null,null,22,0.28334616700889803]
[null,null,null,null,null,null,null,22,0.28398708470244616]
[null,null,null,null,null,null,null,22,0.2845653661875428]
[null,null,null,null,null,null,null,22,0.28619249726177431]
[null,null,null,null,null,null,null,22,0.28721339905074844]
[null,null,null,null,null,null,null,22,0.28951116609500316]
[null,null,null,null,null,null,null,22,0.29011618433059572]
[null,null,null,null,null,null,null,22,0.2910242699064568]
[null,null,null,null,null,null,null,22,0.29303813108272503]
[null,null,null,null,null,null,null,22,0.29587323301413587]
[null,null,null,null,null,null,null,22,0.29815512048192772]
[null,null,null,null,null,null,null,22,0.30171196148229279]
[null,null,null,null,null,null,null,22,0.30198928408572734]
[null,null,null,null,null,null,null,22,0.30853340173278615]
[null,null,null,null,null,null,null,22,0.30873460633734606]
[null,null,null,null,null,null,null,22,0.31005501908825511]
[null,null,null,null,null,null,null,22,0.31066652975538511]
[null,null,null,null,null,null,null,22,0.3132223271925681]
[null,null,null,null,null,null,null,23,0.20226847399474954]
[null,null,null,null,null,null,null,23,0.22031007246612996]
[null,null,null,null,null,null,null,23,0.22534436834094368]
[null,null,null,null,null,null,null,23,0.22679680365296803]
[null,null,null,null,null,null,null,23,0.22785249828884327]
[null,null,null,null,null,null,null,23,0.23587135036496354]
[null,null,null,null,null,null,null,23,0.24079729466373748]
[null,null,null,null,null,null,null,23,0.24103025114155252]
[null,null,null,null,null,null,null,23,0.24345319634703197]
[null,null,null,null,null,null,null,23,0.24531963470319634]
[null,null,null,null,null,null,null,23,0.26369706850564367]
[null,null,null,null,null,null,null,23,0.26433937528499768]
[null,null,null,null,null,null,null,23,0.26494243046055632]
[null,null,null,null,null,null,null,23,0.26579052511415524]
[null,null,null,null,null,null,null,23,0.26746431364880718]
[null,null,null,null,null,null,null,23,0.2678245493953913]
[null,null,null,null,null,null,null,23,0.27453695255474453]
[null,null,null,null,null,null,null,23,0.27492009132420092]
[null,null,null,null,null,null,null,23,0.2750428988682001]
[null,null,null,null,null,null,null,23,0.27676316352739727]
[null,null,null,null,null,null,null,23,0.27787106703146369]
[null,null,null,null,null,null,null,23,0.2786491710831081]
[null,null,null,null,null,null,null,23,0.27910164780623387]
[null,null,null,null,null,null,null,23,0.27940417427238617]
[null,null,null,null,null,null,null,23,0.28089069221744234]
[null,null,null,null,null,null,null,23,0.28192305498517001]
[null,null,null,null,null,null,null,23,0.28194746322312803]
[null,null,null,null,null,null,null,23,0.28400419861263237]
[null,null,null,null,null,null,null,23,0.28429149118365094]
[null,null,null,null,null,null,null,23,0.28554004918365278]
[null,null,null,null,null,null,null,23,0.28555129609346475]
[null,null,null,null,null,null,null,23,0.28562851497188024]
[null,null,null,null,null,null,null,23,0.28580572289156625]
[null,null,null,null,null,null,null,23,0.28615484665936469]
[null,null,null,null,null,null,null,23,0.28688683550079852]
[null,null,null,null,null,null,null,23,0.2886880322384428]
[null,null,null,null,null,null,null,23,0.28943493150684929]
[null,null,null,null,null,null,null,23,0.2914227934465134]
[null,null,null,null,null,null,null,23,0.29164093750214409]
[null,null,null,null,null,null,null,23,0.29320777427893391]
[null,null,null,null,null,null,null,23,0.29338503649635034]
[null,null,null,null,null,null,null,23,0.29405390431495243]
[null,null,null,null,null,null,null,23,0.2973352436891728]
[null,null,null,null,null,null,null,23,0.29766854893908284]
[null,null,null,null,null,null,null,23,0.29814805761960628]
[null,null,null,null,null,null,null,23,0.29859114761578825]
[null,null,null,null,null,null,null,23,0.29860597764088526]
[null,null,null,null,null,null,null,23,0.29912034501642937]
[null,null,null,null,null,null,null,23,0.30022239963503644]
[null,null,null,null,null,null,null,23,0.30351993716983455]
[null,null,null,null,null,null,null,23,0.30556506849315068]
[null,null,null,null,null,null,null,23,0.3068538812785388]
[null,null,null,null,null,null,null,23,0.30956621004566209]
[null,null,null,null,null,null,null,23,0.31212557077625569]
[null,null,null,null,null,null,null,23,0.31542305585980285]
[null,null,null,null,null,null,null,23,0.31569699475364965]
[null,null,null,null,null,null,null,23,0.32092146997079224]
[null,null,null,null,null,null,null,23,0.32159712722298223]
[null,null,null,null,null,null,null,24,0.10441746466028272]
[null,null,null,null,null,null,null,24,0.18481633584302989]
[null,null,null,null,null,null,null,24,0.19521203830369357]
[null,null,null,null,null,null,null,24,0.24010958904109592]
[null,null,null,null,null,null,null,24,0.252264457184743]
[null,null,null,null,null,null,null,24,0.25719714242286063]
[null,null,null,null,null,null,null,24,0.25988062652068128]
[null,null,null,null,null,null,null,24,0.26403816044863709]
[null,null,null,null,null,null,null,24,0.26543547651618782]
[null,null,null,null,null,null,null,24,0.27222526469514419]
[null,null,null,null,null,null,null,24,0.27449204743955136]
[null,null,null,null,null,null,null,24,0.27706981773246836]
[null,null,null,null,null,null,null,24,0.27845282645734454]
[null,null,null,null,null,null,null,24,0.28179032208635962]
[null,null,null,null,null,null,null,24,0.28226686279917867]
[null,null,null,null,null,null,null,24,0.28342837591240877]
[null,null,null,null,null,null,null,24,0.28638215356537611]
[null,null,null,null,null,null,null,24,0.28680061153705738]
[null,null,null,null,null,null,null,24,0.28714119621793094]
[null,null,null,null,null,null,null,24,0.29075114155251142]
[null,null,null,null,null,null,null,24,0.29388234757210668]
[null,null,null,null,null,null,null,24,0.29465670620437956]
[null,null,null,null,null,null,null,24,0.29810406937130324]
[null,null,null,null,null,null,null,24,0.29995129375951296]
[null,null,null,null,null,null,null,24,0.30582021745742094]
[null,null,null,null,null,null,null,24,0.31878231447688565]
[null,null,null,null,null,null,null,25,0.16599059199312852]
[null,null,null,null,null,null,null,25,0.17394566098945663]
[null,null,null,null,null,null,null,25,0.18019597403914411]
[null,null,null,null,null,null,null,25,0.2083059510770354]
[null,null,null,null,null,null,null,25,0.21117955068874114]
[null,null,null,null,null,null,null,25,0.21198430083972253]
[null,null,null,null,null,null,null,25,0.21481896274887602]
[null,null,null,null,null,null,null,25,0.2358663296826734]
[null,null,null,null,null,null,null,25,0.23815271402935584]
[null,null,null,null,null,null,null,25,0.24289651763990269]
[null,null,null,null,null,null,null,25,0.24850616611231693]
[null,null,null,null,null,null,null,25,0.24942492873982813]
[null,null,null,null,null,null,null,25,0.25347334865278903]
[null,null,null,null,null,null,null,25,0.25872658803522813]
[null,null,null,null,null,null,null,25,0.28123206261345712]
[null,null,null,null,null,null,null,26,0.2070676584604097]
[null,null,null,null,null,null,null,26,0.24175055565925549]
[null,null,null,null,null,null,null,26,0.24773166838726857]
[null,null,null,null,null,null,null,26,0.2490025055034179]
[null,null,null,null,null,null,null,26,0.24921236993740412]
[null,null,null,null,null,null,null,26,0.24974146383433984]
[null,null,null,null,null,null,null,26,0.25314270193721922]
[null,null,null,null,null,null,null,26,0.25621129685853883]
[null,null,null,null,null,null,null,26,0.25996927047684232]
[null,null,null,null,null,null,null,26,0.27415392805536548]
[null,null,null,null,null,null,null,26,0.2747807904507083]
[null,null,null,null,null,null,null,26,0.27849870870987387]
[null,null,null,null,null,null,null,27,0.25321894908650555]
[null,null,null,null,null,null,null,27,0.26968711982968369]
[null,null,null,null,null,null,null,27,0.27485909287627386]
[null,null,null,null,null,null,null,27,0.2791898055009252]
[null,null,null,null,null,null,null,27,0.28479028898583564]
[null,null,null,null,null,null,null,28,0.216484268125855]
[null,null,null,null,null,null,null,28,0.25163985854437598]
[null,null,null,null,null,null,null,28,0.26537974750922921]
[null,null,null,null,null,null,null,28,0.28096224172768081]
[null,null,null,null,null,null,null,28,0.28194943410003653]
[null,null,null,null,null,null,null,28,0.28697493750379571]
[null,null,null,null,null,null,null,29,0.23923024187198041]
[null,null,null,null,null,null,null,29,0.24028919330289195]
[null,null,null,null,null,null,null,29,0.2416868435278702]
[null,null,null,null,null,null,null,29,0.24330846111719601]
[null,null,null,null,null,null,null,29,0.24700280080112286]
[null,null,null,null,null,null,null,29,0.24742563485385019]
[null,null,null,null,null,null,null,29,0.25142395958171232]
[null,null,null,null,null,null,null,29,0.2534408553091827]
[null,null,null,null,null,null,null,29,0.26462807182434628]
[null,null,null,null,null,null,null,29,0.26561183936736327]
[null,null,null,null,null,null,null,29,0.26684578709455514]
[null,null,null,null,null,null,null,29,0.26779595353956664]
[null,null,null,null,null,null,null,29,0.2683813338741845]
[null,null,null,null,null,null,null,29,0.26950365011080696]
[null,null,null,null,null,null,null,29,0.26952557211912248]
[null,null,null,null,null,null,null,29,0.27079058334223816]
[null,null,null,null,null,null,null,29,0.27084641685855843]
[null,null,null,null,null,null,null,29,0.27086140170773043]
[null,null,null,null,null,null,null,29,0.27105953467153288]
[null,null,null,null,null,null,null,29,0.2727106148756559]
[null,null,null,null,null,null,null,29,0.27289955900243312]
[null,null,null,null,null,null,null,29,0.27302831668587524]
[null,null,null,null,null,null,null,29,0.27376738354026431]
[null,null,null,null,null,null,null,29,0.27425732064181341]
[null,null,null,null,null,null,null,29,0.27461180538866187]
[null,null,null,null,null,null,null,29,0.27483556207871268]
[null,null,null,null,null,null,null,29,0.27731720920799108]
[null,null,null,null,null,null,null,29,0.27765773693129975]
[null,null,null,null,null,null,null,29,0.2788992332968237]
[null,null,null,null,null,null,null,29,0.28073224423589388]
[null,null,null,null,null,null,null,29,0.2815804328444837]
[null,null,null,null,null,null,null,29,0.28162161633547173]
[null,null,null,null,null,null,null,29,0.2821483572895277]
[null,null,null,null,null,null,null,29,0.28585586356376913]
[null,null,null,null,null,null,null,29,0.28730580685732243]
[null,null,null,null,null,null,null,29,0.28936949081813962]
[null,null,null,null,null,null,null,29,0.29025200283946856]
[null,null,null,null,null,null,null,29,0.2910510360254297]
[null,null,null,null,null,null,null,29,0.29165477517873667]
[null,null,null,null,null,null,null,29,0.29210374084899382]
[null,null,null,null,null,null,null,29,0.29226244802758339]
[null,null,null,null,null,null,null,29,0.29270405251141551]
[null,null,null,null,null,null,null,29,0.29465127776087613]
[null,null,null,null,null,null,null,29,0.29749741259874274]
[null,null,null,null,null,null,null,29,0.29835160636341979]
[null,null,null,null,null,null,null,29,0.29882907542579079]
[null,null,null,null,null,null,null,29,0.2997675678758841]
[null,null,null,null,null,null,null,29,0.29977584059775841]
[null,null,null,null,null,null,null,29,0.29986685753836406]
[null,null,null,null,null,null,null,29,0.30007535093723353]
[null,null,null,null,null,null,null,29,0.30323434500465202]
[null,null,null,null,null,null,null,29,0.30447610084417065]
[null,null,null,null,null,null,null,29,0.30598809795421711]
[null,null,null,null,null,null,null,29,0.30649827616802294]
[null,null,null,null,null,null,null,29,0.30669228187366354]
[null,null,null,null,null,null,null,29,0.30731059181179843]
[null,null,null,null,null,null,null,29,0.31078808664499863]
[null,null,null,null,null,null,null,29,0.31128310502283107]
[null,null,null,null,null,null,null,29,0.31200242265679795]
[null,null,null,null,null,null,null,30,0.22404940710141438]
[null,null,null,null,null,null,null,30,0.23150079799361603]
[null,null,null,null,null,null,null,30,0.25317718225796498]
[null,null,null,null,null,null,null,30,0.25698782343987825]
[null,null,null,null,null,null,null,30,0.257479850973236]
[null,null,null,null,null,null,null,30,0.25942690001303614]
[null,null,null,null,null,null,null,30,0.26342744716238692]
[null,null,null,null,null,null,null,30,0.26516073871409024]
[null,null,null,null,null,null,null,30,0.26768537531371212]
[null,null,null,null,null,null,null,30,0.27291381668946646]
[null,null,null,null,null,null,null,30,0.27439088267099221]
[null,null,null,null,null,null,null,30,0.27752656107417545]
[null,null,null,null,null,null,null,30,0.27911459383188869]
[null,null,null,null,null,null,null,30,0.27996900900373428]
[null,null,null,null,null,null,null,30,0.28109006628072825]
[null,null,null,null,null,null,null,30,0.2833675330597355]
[null,null,null,null,null,null,null,30,0.28398597811217513]
[null,null,null,null,null,null,null,30,0.28571460443532193]
[null,null,null,null,null,null,null,30,0.29100787132101302]
[null,null,null,null,null,null,null,30,0.29124502322495033]
[null,null,null,null,null,null,null,30,0.29295380173894231]
[null,null,null,null,null,null,null,30,0.29465548710928585]
[null,null,null,null,null,null,null,30,0.29477987708409398]
[null,null,null,null,null,null,null,30,0.29492585566387047]
[null,null,null,null,null,null,null,30,0.29555680634997905]
[null,null,null,null,null,null,null,30,0.2955900243309002]
[null,null,null,null,null,null,null,30,0.29699922685393981]
[null,null,null,null,null,null,null,30,0.2974146586345382]
[null,null,null,null,null,null,null,30,0.29750946710466281]
[null,null,null,null,null,null,null,30,0.29821700121654499]
[null,null,null,null,null,null,null,30,0.29875983240088094]
[null,null,null,null,null,null,null,30,0.30015769455281799]
[null,null,null,null,null,null,null,30,0.30038928815879534]
[null,null,null,null,null,null,null,30,0.30141018619934284]
[null,null,null,null,null,null,null,30,0.30201631302760673]
[null,null,null,null,null,null,null,30,0.30315414639091648]
[null,null,null,null,null,null,null,30,0.30345234897778239]
[null,null,null,null,null,null,null,30,0.30371463609399957]
[null,null,null,null,null,null,null,30,0.30450292536504664]
[null,null,null,null,null,null,null,30,0.30468892607240644]
[null,null,null,null,null,null,null,30,0.30539785681714543]
[null,null,null,null,null,null,null,30,0.30604252224503764]
[null,null,null,null,null,null,null,30,0.3066286952837261]
[null,null,null,null,null,null,null,30,0.30785567393190133]
[null,null,null,null,null,null,null,30,0.30829996487530736]
[null,null,null,null,null,null,null,30,0.30861210928587723]
[null,null,null,null,null,null,null,30,0.30971224047456081]
[null,null,null,null,null,null,null,30,0.30986346770416806]
[null,null,null,null,null,null,null,30,0.311672140120416]
[null,null,null,null,null,null,null,30,0.31289384811975174]
[null,null,null,null,null,null,null,30,0.31345253784806715]
[null,null,null,null,null,null,null,30,0.31474534501642937]
[null,null,null,null,null,null,null,30,0.31514088523842121]
[null,null,null,null,null,null,null,30,0.31589554699737371]
[null,null,null,null,null,null,null,30,0.31663814348302305]
[null,null,null,null,null,null,null,30,0.31664270719240595]
[null,null,null,null,null,null,null,30,0.31763645491055131]
[null,null,null,null,null,null,null,30,0.32114018845946557]
[null,null,null,null,null,null,null,30,0.32641748525769326]
[null,null,null,null,null,null,null,30,0.32947357612267253]
[null,null,null,null,null,null,null,30,0.33081965344277242]
[null,null,null,null,null,null,null,30,0.33431581160439083]
[null,null,null,null,null,null,null,30,0.33450506571741517]
[null,null,null,null,null,null,null,30,0.33676372155287815]
[null,null,null,null,null,null,null,30,0.34331418854642315]
[null,null,null,null,null,null,null,31,0.25823088220489038]
[null,null,null,null,null,null,null,31,0.26019199452934394]
[null,null,null,null,null,null,null,31,0.27329961720789919]
[null,null,null,null,null,null,null,31,0.2752851277372263]
[null,null,null,null,null,null,null,31,0.27540861096693564]
[null,null,null,null,null,null,null,31,0.27741505158627922]
[null,null,null,null,null,null,null,31,0.28042364262243785]
[null,null,null,null,null,null,null,31,0.28241858711084067]
[null,null,null,null,null,null,null,31,0.28293303082459709]
[null,null,null,null,null,null,null,31,0.28468422252621978]
[null,null,null,null,null,null,null,31,0.28900668794649642]
[null,null,null,null,null,null,null,31,0.2929906992693036]
[null,null,null,null,null,null,null,31,0.29386488071959332]
[null,null,null,null,null,null,null,31,0.29470645366266945]
[null,null,null,null,null,null,null,31,0.29711392308861528]
[null,null,null,null,null,null,null,31,0.29960073009354327]
[null,null,null,null,null,null,null,31,0.30193705666661325]
[null,null,null,null,null,null,null,31,0.30479936160510712]
[null,null,null,null,null,null,null,31,0.30603067030024855]
[null,null,null,null,null,null,null,31,0.31036874771814532]
[null,null,null,null,null,null,null,31,0.31114087029937931]
[null,null,null,null,null,null,null,31,0.31127149877149873]
[null,null,null,null,null,null,null,31,0.31295427163198253]
[null,null,null,null,null,null,null,31,0.31426443694542161]
[null,null,null,null,null,null,null,31,0.31437796641109894]
[null,null,null,null,null,null,null,31,0.31485352833244412]
[null,null,null,null,null,null,null,31,0.31528504219890513]
[null,null,null,null,null,null,null,31,0.31548264126549547]
[null,null,null,null,null,null,null,31,0.31754831619110813]
[null,null,null,null,null,null,null,31,0.31826247876898112]
[null,null,null,null,null,null,null,31,0.31918589492895316]
[null,null,null,null,null,null,null,31,0.32224069004475731]
[null,null,null,null,null,null,null,31,0.32241520267700963]
[null,null,null,null,null,null,null,31,0.32275041799665599]
[null,null,null,null,null,null,null,31,0.32493382621394667]
[null,null,null,null,null,null,null,31,0.32606357247170503]
[null,null,null,null,null,null,null,31,0.32723263282820275]
[null,null,null,null,null,null,null,31,0.32797936616507067]
[null,null,null,null,null,null,null,31,0.33031663118410381]
[null,null,null,null,null,null,null,31,0.33048682409308688]
[null,null,null,null,null,null,null,31,0.33386022701346113]
[null,null,null,null,null,null,null,31,0.33529344234717157]
[null,null,null,null,null,null,null,31,0.33576032397900979]
[null,null,null,null,null,null,null,31,0.34124543378995431]
[null,null,null,null,null,null,null,32,0.27855207620351363]
[null,null,null,null,null,null,null,32,0.30304277218162262]
[null,null,null,null,null,null,null,32,0.30390776255707763]
[null,null,null,null,null,null,null,32,0.30722893856447681]
[null,null,null,null,null,null,null,32,0.30750394638570555]
[null,null,null,null,null,null,null,32,0.30758317025440313]
[null,null,null,null,null,null,null,32,0.31105216319824758]
[null,null,null,null,null,null,null,32,0.31219054136253044]
[null,null,null,null,null,null,null,32,0.31565068493150683]
[null,null,null,null,null,null,null,32,0.31692659952413543]
[null,null,null,null,null,null,null,32,0.31766911932466352]
[null,null,null,null,null,null,null,32,0.31855896441605841]
[null,null,null,null,null,null,null,32,0.31937631505564423]
[null,null,null,null,null,null,null,32,0.32225915786729242]
[null,null,null,null,null,null,null,32,0.33521346680355918]
[null,null,null,null,null,null,null,32,0.33745268954606306]
[null,null,null,null,null,null,null,32,0.35056506849315067]
[null,null,null,null,null,null,null,32,0.35096373175182483]
[null,null,null,null,null,null,null,32,0.3511211718502063]

{"sheet":"CF by Region","index":23,"n_rows":37,"n_cols":11,"rows_kept":37,"cut":false,"hidden":false,"merged":[]}
["Cumulative capacity factor by region and fixed-tilt vs. tracking"]
[]
[]
[]
[]
[]
[]
[]
[]
[]
[]
[]
[]
[]
[]
[]
[]
[]
[]
[]
[]
[]
[]
["Source: EIA, FERC, Berkeley Lab"]
[]
[null,"Fixed-Tilt","Fixed-Tilt","Fixed-Tilt",null,"Tracking","Tracking","Tracking",null,"Fixed-Tilt","Tracking"]
[null,"Average","# projects","# MW",null,"Average","# projects","# MW",null,"Labels","Labels"]
["ISO-NE",0.16730889816080249,14,215.75199999999998,null,null,null,null,null,{"$f":"C28&\" projects, \"&TEXT(D28,\"#,##0\")&\" MW\"","v":"14 projects, 216 MW"},{"$f":"G28&\" projects, \"&TEXT(H28,\"#,##0\")&\" MW\"","v":" projects, 0 MW"}]
["NYISO",0.17854768984133076,9,127.9,null,0.17106865617930067,2,27.7,null,"9 projects, 128 MW","2 projects, 28 MW"]
["MISO",0.17978291065533,18,325.29699999999991,null,0.21026691384556895,24,671.31000000000006,null,"18 projects, 325 MW","24 projects, 671 MW"]
["Hawaii",0.21102106575185456,6,74,null,0.2166145195456827,5,157.19999999999999,null,"6 projects, 74 MW","5 projects, 157 MW"]
["PJM",0.17624426576133051,71,826.59099999999989,null,0.21727523018713929,68,2329.6760000000008,null,"71 projects, 827 MW","68 projects, 2,330 MW"]
["Southeast (non-ISO)",0.21304645062773442,90,3651.2789999999995,null,0.2312639487626916,112,5197.2350000000015,null,"90 projects, 3,651 MW","112 projects, 5,197 MW"]
["ERCOT",0.19761212557769628,2,43.660000000000004,null,0.23568653995633831,57,4772.6490000000003,null,"2 projects, 44 MW","57 projects, 4,773 MW"]
["SPP",0.20536617512805655,2,16.32,null,0.25311470174220224,11,250.62,null,"2 projects, 16 MW","11 projects, 251 MW"]
["West\n(non-ISO)",0.23455728437542034,21,835.74,null,0.28265654614559271,181,5782.2390000000014,null,"21 projects, 836 MW","181 projects, 5,782 MW"]
["CAISO",0.24215401671137832,36,3161.0899999999997,null,0.28833216577545828,166,9518.2150000000001,null,"36 projects, 3,161 MW","166 projects, 9,518 MW"]

{"sheet":"CF by Project Vintage","index":24,"n_rows":40,"n_cols":17,"rows_kept":40,"cut":false,"hidden":false,"merged":[]}
["Cumulative and 2021 capacity factor by project vintage: 2010-2020 projects",null,null,null,null,null,null,null,null,null,null,null,"2021 capacity factor by project vintage: 2010-2020 projects"]
[]
[]
[]
[]
[]
[]
[]
[]
[]
[]
[]
[]
[]
[]
[]
[]
[]
[]
[]
[]
[]
[]
["Source: EIA, FERC, Berkeley Lab"]
[null,null,null,"Average","Average"]
[null,null,null,2021,"Cumulative"]
["Sample","Sample","Project","Capacity","Capacity","Average","Average","%",null,null,null,null,null,null,"ILR","GHI","Tracking"]
["GW","Projects","Vintage","Factor","Factor","ILR","GHI","Tracking",null,null,null,null,null,null,"Index","Index","Index"]
[0.12522,6,2010,0.18430219617043972,0.19977916089715145,1.1896910222661112,4.9016575722833329,0,null,{"$f":"TEXT($F29,\"#.#0\")&\" ILR; \"&TEXT($H29,\"#0%\")&\" tracking;\"","v":"1.19 ILR; 0% tracking;"},null,null,{"$f":"TEXT($G29,\"#.00\")&\" GHI\"","v":"4.90 GHI"},null,100,100,100]
[0.44319999999999987,31,2011,0.21567431163893808,0.22794794005193472,1.1790288941254936,5.1272311975032245,0.5161290322580645,null,"1.18 ILR; 52% tracking;",null,null,{"$f":"TEXT($G30,\"#.00\")&\" GHI\"","v":"5.13 GHI"},null,{"$f":"(F30-F29)*100+O29","v":98.933787185938243},{"$f":"(G30-G29)*100+P29","v":122.55736252198916},{"$f":"(H30-H29)*100+Q29","v":151.61290322580646}]
[0.89228399999999997,37,2012,0.2155125197884013,0.23665646463800463,1.2294091971147711,5.1280432679270262,0.48648648648648651,null,"1.23 ILR; 49% tracking;",null,null,"5.13 GHI",null,{"$f":"(F31-F30)*100+O30","v":103.97181748486599},{"$f":"(G31-G30)*100+P30","v":122.63856956436933},{"$f":"(H31-H30)*100+Q30","v":148.64864864864867}]
[1.65629,43,2013,0.25109423994032132,0.26399806761686156,1.2897378057047244,5.3569757884604661,0.55813953488372092,null,"1.29 ILR; 56% tracking;",null,null,"5.36 GHI",null,110.00467834386131,145.53182161771332,155.81395348837211]
[2.740253,51,2014,0.24637732938452112,0.25320801642063184,1.2893970875679179,5.186956464317646,0.60784313725490191,null,"1.29 ILR; 61% tracking;",null,null,"5.19 GHI",null,109.97060653018067,128.52988920343131,160.78431372549019]
[2.7029169999999998,83,2015,0.2427593721211937,0.25217406229628664,1.3077663229447383,5.0765371650963846,0.6506024096385542,null,"1.31 ILR; 65% tracking;",null,null,"5.08 GHI",null,111.80753006786271,117.48795928130517,165.06024096385542]
[7.496578999999997,147,2016,0.24894495766092795,0.253930200295926,1.3098725269959957,5.0014068322333349,0.72108843537414968,null,"1.31 ILR; 72% tracking;",null,null,"5.00 GHI",null,112.01815047298845,109.97492599500019,172.10884353741497]
[3.8601100000000024,151,2017,0.22768229104679616,0.22954922364628053,1.3301785899601644,4.7083977244463595,0.74172185430463577,null,"1.33 ILR; 74% tracking;",null,null,"4.71 GHI",null,114.04875676940532,80.674015216302649,174.17218543046357]
[3.9194150000000003,91,2018,0.2322576234871731,0.23182520698466827,1.3593423273781959,4.6976243263516482,0.64835164835164838,null,"1.36 ILR; 65% tracking;",null,null,"4.70 GHI",null,116.96513051120847,79.596675406831508,164.83516483516485]
[4.4426999999999985,91,2019,0.23579074871797251,0.23445051049260004,1.3098248214334771,4.8566014049901094,0.80219780219780223,null,"1.31 ILR; 80% tracking;",null,null,"4.86 GHI",null,112.0133799167366,95.494383270677631,180.21978021978023]
[9.3228699999999982,138,2020,0.24777907313931424,0.24777907313931424,1.3533983318436509,4.7841173367079719,0.83333333333333337,null,"1.35 ILR; 83% tracking;",null,null,"4.78 GHI",null,116.37073095775398,88.245976442463885,183.33333333333334]
[null,null,2021,null,null,1.3523045215924616,4.5601129741820516,0.75,null,"1.35 ILR; 75% tracking;",null,null,"4.56 GHI",null,116.26134993263506,65.845540189871855,175]

{"sheet":"CF for CSP Plants","index":25,"n_rows":42,"n_cols":23,"rows_kept":42,"cut":false,"hidden":false,"merged":[[26,21,26,22],[26,19,26,20]]}
["Capacity factor of CSP projects (solar portion only) over time"]
[]
[]
[]
[]
[]
[]
[]
[]
[]
[]
[]
[]
[]
[]
[]
[]
[]
[]
[]
[]
[]
[]
["Source: EIA, FERC, Berkeley Lab"]
[]
[null,null,null,null,null,null,null,null,null,null,null,null,null,null,null,null,null,"Average"]
[null,null,null,null,null,null,null,null,null,null,null,null,null,null,null,null,null,"PV in",null,"SEGS I&II",null,"SEGS III-IX"]
[null,"SEGS I","SEGS II","SEGS III","SEGS IV","SEGS V","SEGS VI","SEGS VII","SEGS VIII","SEGS IX","Nevada Solar One","Genesis","Solana","Ivanpah","Mojave","Crescent Dunes",null,"CA/NV/AZ",null,"Min","Add","Min","Add"]
[2008,8.8311092632190266E-2,0.10640558591378263,0.22972389991371869,0.23080907338169343,0.23073584081636997,0.21843611761644549,0.21202511059068435,0.17528253849975162,0.19451947756251034,0.21823592611566484,null,null,null,null,null,null,0.30832574377656347,null,8.8311092632190266E-2,1.8094493281592364E-2,6.8876952585968987E-2,5.5526534881941814E-2]
[2009,7.4722056779829252E-2,7.0909436834094369E-2,0.21018919063259361,0.21216521135410821,0.19967155331250497,0.20466405740378343,0.19227005870841488,0.1705505396430054,0.18129410543794106,0.21144948262808114,null,null,null,null,null,null,0.27608828006088282,null,7.0909436834094369E-2,3.8126199457348825E-3,9.5828482863176148E-2,4.1614671711102807E-2]
[2010,8.8081530011250062E-2,8.6868340943683411E-2,0.2003691687361478,0.2105663702635584,0.18133995567304864,0.20735812133072407,0.19189823874755382,0.20227921336654214,0.21261285803237859,0.22164450221644502,null,null,null,null,null,null,0.27260679601362586,null,8.6868340943683411E-2,1.2131890675666501E-3,9.325842566179858E-2,3.1272902359329946E-2]
[2011,9.2349943749586369E-2,9.9687975646879756E-2,0.20477849875831125,0.19254185692541853,0.20177775107479501,0.19349967384213959,0.18714285714285714,0.19777786425902863,0.20821139476961395,0.21375029163750292,null,null,null,null,null,null,0.27231020744149548,null,9.2349943749586369E-2,7.3380318972933872E-3,8.7454881495977382E-2,2.1068537626756811E-2]
[2012,9.6238879649428469E-2,9.5347601700060722E-2,0.18932948263189847,0.20776078782262269,0.20930200044738437,0.18241608118657299,0.17612217017954723,0.18790233275376719,0.21242522561682398,0.2142831026551261,null,null,null,null,null,null,0.26133947800836083,null,9.5347601700060722E-2,8.9127794936774696E-4,7.9883290530118764E-2,3.6303055437276743E-2]
[2013,7.778274104956652E-2,8.8177321156773208E-2,0.18967128628267774,0.19465473043338938,0.19278885951560787,0.17136007827788649,0.15715264187866929,0.18336965545869655,0.19987806143628062,0.18796453687964537,null,null,null,null,null,null,0.27523155953268513,null,7.778274104956652E-2,1.0394580107206688E-2,6.8975320721896077E-2,4.2725419557611333E-2]
[2014,7.0999602938256884E-2,2.8961187214611873E-2,0.18160364762743994,0.18131659056316587,0.1881024860476915,0.16486301369863013,0.15251793868232225,0.18877776048152761,0.19183660232461602,0.19369229743692298,0.28731150740188777,0.2756013698630137,0.12689855019803059,null,null,null,0.28618740141797805,null,2.8961187214611873E-2,4.2038415723645015E-2,8.1518335744065362E-2,3.9318663642293777E-2]
[2015,0.10391436701740452,"-",0.17381305241795506,0.17729779166332876,0.17572565355550213,0.15308871493803,0.12319308545335943,0.17920947488584474,0.18921622042341221,0.17606905976069059,0.28376894977168948,0.32823881278538813,0.19515582040381285,0.22995302100456619,null,null,0.2839862706237446,null,0.10391436701740452,0,1.9278718435954911E-2,6.6023134970052785E-2]
[2016,"-","-",0.15505997081349393,0.16322207309408918,0.16691033138401556,0.13310889929742389,9.9141295862607337E-2,0.18221275252525251,0.18482338756416625,0.19425996835653411,0.28357059776867033,0.29311020036429875,0.20249470945485643,0.28456541347905284,0.13210711520947177,null,0.2840540078211547,null,0,0,9.9141295862607337E-2,8.568209170155891E-2]
[2017,"-","-",0.14725026035408154,0.14413602499399181,0.1466461053699698,0.11865622961513372,0.10633072407045009,0.16025970319634703,0.17028331257783313,0.19668866446688665,0.28668082191780819,0.33057808219178081,0.20799238157528191,0.27124657534246577,4.3616645911166457E-2,null,0.28594217706847064,null,0,0,0.10633072407045009,6.3952588507383043E-2]
[2018,"-","-",0.14636238617853611,0.14822158135063684,0.15815842879649653,0.11174820613176778,9.1180691454664051E-2,0.17236275425487754,0.17845060190950601,0.18394660533946605,0.28453972602739724,0.35434383561643834,0.23057816455312913,0.27633789954337901,0.20320672478206725,null,0.28737202820265756,null,0,0,9.1180691454664051E-2,8.7269910454841962E-2]
[2019,"-","-",0.12764693316243422,0.13974004646318991,0.13826804454057515,"-","-",0.15635377750103777,0.16134158364466583,0.18371662833716629,0.28175479452054797,0.36148036529680366,0.22391416251831933,0.23492420091324201,5.2063096720630968E-2,null,0.27742236108502155,null,0,0,0.12764693316243422,3.3694650482231608E-2]
[2020,"-","-","-","-","-","-","-",0.14819946390130817,0.15788649817850636,0.1784365734646936,0.27738114754098359,0.35323497267759563,0.2463536910611529,0.25428688524590165,"-",null,0.27147036128484636,null,0,0,0.14819946390130817,9.6870342771981921E-3]
[2021,"-","-","-","-","-","-","-","-",0.15049424034869241,0.15949905009499049,0.24593926940639269,0.31715479452054796,0.21368439858047794,0.26848264840182651,7.7543586550435861E-2,null,0.27317284210988291,null,0,0,0.15049424034869241,0]

{"sheet":"PPA Price by Project (PV only)","index":26,"n_rows":396,"n_cols":46,"rows_kept":396,"cut":false,"hidden":false,"merged":[]}
["Levelized PPA prices by region, contract size, and PPA execution date: full sample (PV only--no PV+battery included here)",null,null,null,null,null,null,null,null,null,null,"Levelized PPA prices by region, contract size, and PPA execution date: recent sample (PV only)",null,null,null,null,null,null,null,null,null,null,"Levelized PPA prices by consolidated region, contract size, and PPA execution date: full sample (PV only)",null,null,null,null,null,null,null,null,null,null,"Levelized PPA prices by consolidated region, contract size, and PPA execution date: recent sample (PV only)",null,null,null,null,null,null,null,null,null,null,null,"Levelized PPA prices by region, contract size, and PPA execution date (with non-Hawaii time trend) -- PV only"]
[]
[]
[]
[]
[]
[]
[]
[]
[]
[]
[]
[]
[]
[]
[]
[]
[]
[]
[]
[]
["Source: Berkeley Lab, FERC",null,null,null,null,null,null,null,null,null,null,"Source: Berkeley Lab, FERC",null,null,null,null,null,null,null,null,null,null,"Source: Berkeley Lab, FERC",null,null,null,null,null,null,null,null,null,null,"Source: Berkeley Lab, FERC"]
[]
["PPA Execution Date","Capacity (MW)","CAISO","West (non-ISO)","MISO","SPP","ERCOT","PJM","NYISO","ISO-NE","Southeast (non-ISO)","Hawaii",null,"Hawaii","West","Central","Northeast","Southeast","Note: Hawaii = Hawaii; West = CAISO, West (non-ISO); Central = MISO, SPP, ERCOT; Northeast = PJM, NYISO, ISO-NE; Southeast = Southeast (non-ISO)"]
["2006-09-01",7,{"$error":"#N/A"},249.19997824485196,{"$error":"#N/A"},{"$error":"#N/A"},{"$error":"#N/A"},{"$error":"#N/A"},{"$error":"#N/A"},{"$error":"#N/A"},{"$error":"#N/A"},{"$error":"#N/A"},null,{"$error":"#N/A"},249.19997824485196,{"$error":"#N/A"},{"$error":"#N/A"},{"$error":"#N/A"}]
["2007-06-25",5,226.35277411270911,{"$error":"#N/A"},{"$error":"#N/A"},{"$error":"#N/A"},{"$error":"#N/A"},{"$error":"#N/A"},{"$error":"#N/A"},{"$error":"#N/A"},{"$error":"#N/A"},{"$error":"#N/A"},null,{"$error":"#N/A"},226.35277411270911,{"$error":"#N/A"},{"$error":"#N/A"},{"$error":"#N/A"},null,null,"Non-HI Gen-Wgtd Avg"]
["2008-07-01",550,154.96573713905039,{"$error":"#N/A"},{"$error":"#N/A"},{"$error":"#N/A"},{"$error":"#N/A"},{"$error":"#N/A"},{"$error":"#N/A"},{"$error":"#N/A"},{"$error":"#N/A"},{"$error":"#N/A"},null,{"$error":"#N/A"},154.96573713905039,{"$error":"#N/A"},{"$error":"#N/A"},{"$error":"#N/A"},null,null,"2021 $/MWh"]
["2008-07-23",210,134.54144057182694,{"$error":"#N/A"},{"$error":"#N/A"},{"$error":"#N/A"},{"$error":"#N/A"},{"$error":"#N/A"},{"$error":"#N/A"},{"$error":"#N/A"},{"$error":"#N/A"},{"$error":"#N/A"},null,{"$error":"#N/A"},134.54144057182694,{"$error":"#N/A"},{"$error":"#N/A"},{"$error":"#N/A"},null,2009,167.36989648621483]
["2008-12-19",10,175.49141438374059,{"$error":"#N/A"},{"$error":"#N/A"},{"$error":"#N/A"},{"$error":"#N/A"},{"$error":"#N/A"},{"$error":"#N/A"},{"$error":"#N/A"},{"$error":"#N/A"},{"$error":"#N/A"},null,{"$error":"#N/A"},175.49141438374059,{"$error":"#N/A"},{"$error":"#N/A"},{"$error":"#N/A"},null,{"$f":"T28+1","v":2010},138.37551844197338]
["2009-02-23",30,{"$error":"#N/A"},136.28773736505249,{"$error":"#N/A"},{"$error":"#N/A"},{"$error":"#N/A"},{"$error":"#N/A"},{"$error":"#N/A"},{"$error":"#N/A"},{"$error":"#N/A"},{"$error":"#N/A"},null,{"$error":"#N/A"},136.28773736505249,{"$error":"#N/A"},{"$error":"#N/A"},{"$error":"#N/A"},null,{"$f":"T29+1","v":2011},112.62417959838145]
["2009-03-01",30,{"$error":"#N/A"},{"$error":"#N/A"},{"$error":"#N/A"},{"$error":"#N/A"},162.33217303673203,{"$error":"#N/A"},{"$error":"#N/A"},{"$error":"#N/A"},{"$error":"#N/A"},{"$error":"#N/A"},null,{"$error":"#N/A"},{"$error":"#N/A"},162.33217303673203,{"$error":"#N/A"},{"$error":"#N/A"},null,2012,87.364187136686922]
["2009-03-05",19,{"$error":"#N/A"},153.93549518683298,{"$error":"#N/A"},{"$error":"#N/A"},{"$error":"#N/A"},{"$error":"#N/A"},{"$error":"#N/A"},{"$error":"#N/A"},{"$error":"#N/A"},{"$error":"#N/A"},null,{"$error":"#N/A"},153.93549518683298,{"$error":"#N/A"},{"$error":"#N/A"},{"$error":"#N/A"},null,2013,68.969155460048924]
["2009-05-01",12.6,{"$error":"#N/A"},{"$error":"#N/A"},{"$error":"#N/A"},{"$error":"#N/A"},{"$error":"#N/A"},{"$error":"#N/A"},{"$error":"#N/A"},{"$error":"#N/A"},212.59553231422001,{"$error":"#N/A"},null,{"$error":"#N/A"},{"$error":"#N/A"},{"$error":"#N/A"},{"$error":"#N/A"},212.59553231422001,null,2014,56.386761024675138]
["2009-05-08",230,149.35757364506364,{"$error":"#N/A"},{"$error":"#N/A"},{"$error":"#N/A"},{"$error":"#N/A"},{"$error":"#N/A"},{"$error":"#N/A"},{"$error":"#N/A"},{"$error":"#N/A"},{"$error":"#N/A"},null,{"$error":"#N/A"},149.35757364506364,{"$error":"#N/A"},{"$error":"#N/A"},{"$error":"#N/A"},null,2015,46.140641678831436]
["2009-06-01",20,{"$error":"#N/A"},132.96337202582075,{"$error":"#N/A"},{"$error":"#N/A"},{"$error":"#N/A"},{"$error":"#N/A"},{"$error":"#N/A"},{"$error":"#N/A"},{"$error":"#N/A"},{"$error":"#N/A"},null,{"$error":"#N/A"},132.96337202582075,{"$error":"#N/A"},{"$error":"#N/A"},{"$error":"#N/A"},null,2016,39.382724561342322]
["2009-06-01",14,{"$error":"#N/A"},{"$error":"#N/A"},{"$error":"#N/A"},{"$error":"#N/A"},204.84112282756993,{"$error":"#N/A"},{"$error":"#N/A"},{"$error":"#N/A"},{"$error":"#N/A"},{"$error":"#N/A"},null,{"$error":"#N/A"},{"$error":"#N/A"},204.84112282756993,{"$error":"#N/A"},{"$error":"#N/A"},null,2017,33.673820344552603]
["2009-06-01",10.08,{"$error":"#N/A"},{"$error":"#N/A"},{"$error":"#N/A"},{"$error":"#N/A"},{"$error":"#N/A"},232.25235540770518,{"$error":"#N/A"},{"$error":"#N/A"},{"$error":"#N/A"},{"$error":"#N/A"},null,{"$error":"#N/A"},{"$error":"#N/A"},{"$error":"#N/A"},232.25235540770518,{"$error":"#N/A"},null,2018,25.710861177841384]
["2009-06-22",48,173.380451473486,{"$error":"#N/A"},{"$error":"#N/A"},{"$error":"#N/A"},{"$error":"#N/A"},{"$error":"#N/A"},{"$error":"#N/A"},{"$error":"#N/A"},{"$error":"#N/A"},{"$error":"#N/A"},null,{"$error":"#N/A"},173.380451473486,{"$error":"#N/A"},{"$error":"#N/A"},{"$error":"#N/A"},null,2019,21.034872695302195]
["2009-08-17",250,149.48674745606854,{"$error":"#N/A"},{"$error":"#N/A"},{"$error":"#N/A"},{"$error":"#N/A"},{"$error":"#N/A"},{"$error":"#N/A"},{"$error":"#N/A"},{"$error":"#N/A"},{"$error":"#N/A"},null,{"$error":"#N/A"},149.48674745606854,{"$error":"#N/A"},{"$error":"#N/A"},{"$error":"#N/A"},null,2020,21.727153327402736]
["2009-09-08",250,206.09133891297768,{"$error":"#N/A"},{"$error":"#N/A"},{"$error":"#N/A"},{"$error":"#N/A"},{"$error":"#N/A"},{"$error":"#N/A"},{"$error":"#N/A"},{"$error":"#N/A"},{"$error":"#N/A"},null,{"$error":"#N/A"},206.09133891297768,{"$error":"#N/A"},{"$error":"#N/A"},{"$error":"#N/A"},null,2021,23.108985883313053]
["2009-11-20",21,121.85618252708419,{"$error":"#N/A"},{"$error":"#N/A"},{"$error":"#N/A"},{"$error":"#N/A"},{"$error":"#N/A"},{"$error":"#N/A"},{"$error":"#N/A"},{"$error":"#N/A"},{"$error":"#N/A"},null,{"$error":"#N/A"},121.85618252708419,{"$error":"#N/A"},{"$error":"#N/A"},{"$error":"#N/A"}]
["2009-12-23",50,{"$error":"#N/A"},{"$error":"#N/A"},{"$error":"#N/A"},135.48357211962542,{"$error":"#N/A"},{"$error":"#N/A"},{"$error":"#N/A"},{"$error":"#N/A"},{"$error":"#N/A"},{"$error":"#N/A"},null,{"$error":"#N/A"},{"$error":"#N/A"},135.48357211962542,{"$error":"#N/A"},{"$error":"#N/A"}]
["2009-12-24",6,258.17367248864218,{"$error":"#N/A"},{"$error":"#N/A"},{"$error":"#N/A"},{"$error":"#N/A"},{"$error":"#N/A"},{"$error":"#N/A"},{"$error":"#N/A"},{"$error":"#N/A"},{"$error":"#N/A"},null,{"$error":"#N/A"},258.17367248864218,{"$error":"#N/A"},{"$error":"#N/A"},{"$error":"#N/A"}]
["2009-12-24",19,258.17367248864218,{"$error":"#N/A"},{"$error":"#N/A"},{"$error":"#N/A"},{"$error":"#N/A"},{"$error":"#N/A"},{"$error":"#N/A"},{"$error":"#N/A"},{"$error":"#N/A"},{"$error":"#N/A"},null,{"$error":"#N/A"},258.17367248864218,{"$error":"#N/A"},{"$error":"#N/A"},{"$error":"#N/A"}]
["2009-12-24",20,258.17367248864218,{"$error":"#N/A"},{"$error":"#N/A"},{"$error":"#N/A"},{"$error":"#N/A"},{"$error":"#N/A"},{"$error":"#N/A"},{"$error":"#N/A"},{"$error":"#N/A"},{"$error":"#N/A"},null,{"$error":"#N/A"},258.17367248864218,{"$error":"#N/A"},{"$error":"#N/A"},{"$error":"#N/A"}]
["2010-01-26",50,168.54152020168098,{"$error":"#N/A"},{"$error":"#N/A"},{"$error":"#N/A"},{"$error":"#N/A"},{"$error":"#N/A"},{"$error":"#N/A"},{"$error":"#N/A"},{"$error":"#N/A"},{"$error":"#N/A"},null,{"$error":"#N/A"},168.54152020168098,{"$error":"#N/A"},{"$error":"#N/A"},{"$error":"#N/A"}]
["2010-01-26",20,168.54152020168095,{"$error":"#N/A"},{"$error":"#N/A"},{"$error":"#N/A"},{"$error":"#N/A"},{"$error":"#N/A"},{"$error":"#N/A"},{"$error":"#N/A"},{"$error":"#N/A"},{"$error":"#N/A"},null,{"$error":"#N/A"},168.54152020168095,{"$error":"#N/A"},{"$error":"#N/A"},{"$error":"#N/A"}]
["2010-01-26",20,172.11700926435711,{"$error":"#N/A"},{"$error":"#N/A"},{"$error":"#N/A"},{"$error":"#N/A"},{"$error":"#N/A"},{"$error":"#N/A"},{"$error":"#N/A"},{"$error":"#N/A"},{"$error":"#N/A"},null,{"$error":"#N/A"},172.11700926435711,{"$error":"#N/A"},{"$error":"#N/A"},{"$error":"#N/A"}]
["2010-02-02",50,{"$error":"#N/A"},141.31089563121787,{"$error":"#N/A"},{"$error":"#N/A"},{"$error":"#N/A"},{"$error":"#N/A"},{"$error":"#N/A"},{"$error":"#N/A"},{"$error":"#N/A"},{"$error":"#N/A"},null,{"$error":"#N/A"},141.31089563121787,{"$error":"#N/A"},{"$error":"#N/A"},{"$error":"#N/A"}]
["2010-02-24",300,145.3820442773563,{"$error":"#N/A"},{"$error":"#N/A"},{"$error":"#N/A"},{"$error":"#N/A"},{"$error":"#N/A"},{"$error":"#N/A"},{"$error":"#N/A"},{"$error":"#N/A"},{"$error":"#N/A"},null,{"$error":"#N/A"},145.3820442773563,{"$error":"#N/A"},{"$error":"#N/A"},{"$error":"#N/A"}]
["2010-03-06",40,138.9658333198864,{"$error":"#N/A"},{"$error":"#N/A"},{"$error":"#N/A"},{"$error":"#N/A"},{"$error":"#N/A"},{"$error":"#N/A"},{"$error":"#N/A"},{"$error":"#N/A"},{"$error":"#N/A"},null,{"$error":"#N/A"},138.9658333198864,{"$error":"#N/A"},{"$error":"#N/A"},{"$error":"#N/A"}]
["2010-04-19",29,{"$error":"#N/A"},108.03982415251301,{"$error":"#N/A"},{"$error":"#N/A"},{"$error":"#N/A"},{"$error":"#N/A"},{"$error":"#N/A"},{"$error":"#N/A"},{"$error":"#N/A"},{"$error":"#N/A"},null,{"$error":"#N/A"},108.03982415251301,{"$error":"#N/A"},{"$error":"#N/A"},{"$error":"#N/A"}]
["2010-04-21",66,144.02271780387858,{"$error":"#N/A"},{"$error":"#N/A"},{"$error":"#N/A"},{"$error":"#N/A"},{"$error":"#N/A"},{"$error":"#N/A"},{"$error":"#N/A"},{"$error":"#N/A"},{"$error":"#N/A"},null,{"$error":"#N/A"},144.02271780387858,{"$error":"#N/A"},{"$error":"#N/A"},{"$error":"#N/A"}]
["2010-04-29",25,{"$error":"#N/A"},134.93186775377816,{"$error":"#N/A"},{"$error":"#N/A"},{"$error":"#N/A"},{"$error":"#N/A"},{"$error":"#N/A"},{"$error":"#N/A"},{"$error":"#N/A"},{"$error":"#N/A"},null,{"$error":"#N/A"},134.93186775377816,{"$error":"#N/A"},{"$error":"#N/A"},{"$error":"#N/A"}]
["2010-05-10",125,136.46539196527621,{"$error":"#N/A"},{"$error":"#N/A"},{"$error":"#N/A"},{"$error":"#N/A"},{"$error":"#N/A"},{"$error":"#N/A"},{"$error":"#N/A"},{"$error":"#N/A"},{"$error":"#N/A"},null,{"$error":"#N/A"},136.46539196527621,{"$error":"#N/A"},{"$error":"#N/A"},{"$error":"#N/A"}]
["2010-05-20",25.8,163.35222453510283,{"$error":"#N/A"},{"$error":"#N/A"},{"$error":"#N/A"},{"$error":"#N/A"},{"$error":"#N/A"},{"$error":"#N/A"},{"$error":"#N/A"},{"$error":"#N/A"},{"$error":"#N/A"},null,{"$error":"#N/A"},163.35222453510283,{"$error":"#N/A"},{"$error":"#N/A"},{"$error":"#N/A"}]
["2010-06-01",32,{"$error":"#N/A"},{"$error":"#N/A"},{"$error":"#N/A"},{"$error":"#N/A"},{"$error":"#N/A"},{"$error":"#N/A"},326.19412809484692,{"$error":"#N/A"},{"$error":"#N/A"},{"$error":"#N/A"},null,{"$error":"#N/A"},{"$error":"#N/A"},{"$error":"#N/A"},326.19412809484692,{"$error":"#N/A"}]
["2010-06-01",20,{"$error":"#N/A"},134.93186775377822,{"$error":"#N/A"},{"$error":"#N/A"},{"$error":"#N/A"},{"$error":"#N/A"},{"$error":"#N/A"},{"$error":"#N/A"},{"$error":"#N/A"},{"$error":"#N/A"},null,{"$error":"#N/A"},134.93186775377822,{"$error":"#N/A"},{"$error":"#N/A"},{"$error":"#N/A"}]
["2010-06-24",23,{"$error":"#N/A"},131.56235098674244,{"$error":"#N/A"},{"$error":"#N/A"},{"$error":"#N/A"},{"$error":"#N/A"},{"$error":"#N/A"},{"$error":"#N/A"},{"$error":"#N/A"},{"$error":"#N/A"},null,{"$error":"#N/A"},131.56235098674244,{"$error":"#N/A"},{"$error":"#N/A"},{"$error":"#N/A"}]
["2010-06-30",12,{"$error":"#N/A"},102.50041472001405,{"$error":"#N/A"},{"$error":"#N/A"},{"$error":"#N/A"},{"$error":"#N/A"},{"$error":"#N/A"},{"$error":"#N/A"},{"$error":"#N/A"},{"$error":"#N/A"},null,{"$error":"#N/A"},102.50041472001405,{"$error":"#N/A"},{"$error":"#N/A"},{"$error":"#N/A"}]
["2010-06-30",10,{"$error":"#N/A"},102.48606067589452,{"$error":"#N/A"},{"$error":"#N/A"},{"$error":"#N/A"},{"$error":"#N/A"},{"$error":"#N/A"},{"$error":"#N/A"},{"$error":"#N/A"},{"$error":"#N/A"},null,{"$error":"#N/A"},102.48606067589452,{"$error":"#N/A"},{"$error":"#N/A"},{"$error":"#N/A"}]
["2010-07-26",20,{"$error":"#N/A"},136.28306010866524,{"$error":"#N/A"},{"$error":"#N/A"},{"$error":"#N/A"},{"$error":"#N/A"},{"$error":"#N/A"},{"$error":"#N/A"},{"$error":"#N/A"},{"$error":"#N/A"},null,{"$error":"#N/A"},136.28306010866524,{"$error":"#N/A"},{"$error":"#N/A"},{"$error":"#N/A"}]
["2010-07-29",150,160.68264393215188,{"$error":"#N/A"},{"$error":"#N/A"},{"$error":"#N/A"},{"$error":"#N/A"},{"$error":"#N/A"},{"$error":"#N/A"},{"$error":"#N/A"},{"$error":"#N/A"},{"$error":"#N/A"},null,{"$error":"#N/A"},160.68264393215188,{"$error":"#N/A"},{"$error":"#N/A"},{"$error":"#N/A"}]
["2010-07-29",45,132.07971162605025,{"$error":"#N/A"},{"$error":"#N/A"},{"$error":"#N/A"},{"$error":"#N/A"},{"$error":"#N/A"},{"$error":"#N/A"},{"$error":"#N/A"},{"$error":"#N/A"},{"$error":"#N/A"},null,{"$error":"#N/A"},132.07971162605025,{"$error":"#N/A"},{"$error":"#N/A"},{"$error":"#N/A"}]
["2010-08-10",30,{"$error":"#N/A"},136.04433699779426,{"$error":"#N/A"},{"$error":"#N/A"},{"$error":"#N/A"},{"$error":"#N/A"},{"$error":"#N/A"},{"$error":"#N/A"},{"$error":"#N/A"},{"$error":"#N/A"},null,{"$error":"#N/A"},136.04433699779426,{"$error":"#N/A"},{"$error":"#N/A"},{"$error":"#N/A"}]
["2010-08-10",5.5,{"$error":"#N/A"},{"$error":"#N/A"},{"$error":"#N/A"},{"$error":"#N/A"},{"$error":"#N/A"},{"$error":"#N/A"},{"$error":"#N/A"},{"$error":"#N/A"},197.87416577478228,{"$error":"#N/A"},null,{"$error":"#N/A"},{"$error":"#N/A"},{"$error":"#N/A"},{"$error":"#N/A"},197.87416577478228]
["2010-08-24",23,{"$error":"#N/A"},116.04071153987502,{"$error":"#N/A"},{"$error":"#N/A"},{"$error":"#N/A"},{"$error":"#N/A"},{"$error":"#N/A"},{"$error":"#N/A"},{"$error":"#N/A"},{"$error":"#N/A"},null,{"$error":"#N/A"},116.04071153987502,{"$error":"#N/A"},{"$error":"#N/A"},{"$error":"#N/A"}]
["2010-09-20",62.5,132.41586415243808,{"$error":"#N/A"},{"$error":"#N/A"},{"$error":"#N/A"},{"$error":"#N/A"},{"$error":"#N/A"},{"$error":"#N/A"},{"$error":"#N/A"},{"$error":"#N/A"},{"$error":"#N/A"},null,{"$error":"#N/A"},132.41586415243808,{"$error":"#N/A"},{"$error":"#N/A"},{"$error":"#N/A"}]
["2010-11-10",130,133.79530404356763,{"$error":"#N/A"},{"$error":"#N/A"},{"$error":"#N/A"},{"$error":"#N/A"},{"$error":"#N/A"},{"$error":"#N/A"},{"$error":"#N/A"},{"$error":"#N/A"},{"$error":"#N/A"},null,{"$error":"#N/A"},133.79530404356763,{"$error":"#N/A"},{"$error":"#N/A"},{"$error":"#N/A"}]
["2010-11-15",14,82.593428419612934,{"$error":"#N/A"},{"$error":"#N/A"},{"$error":"#N/A"},{"$error":"#N/A"},{"$error":"#N/A"},{"$error":"#N/A"},{"$error":"#N/A"},{"$error":"#N/A"},{"$error":"#N/A"},null,{"$error":"#N/A"},82.593428419612934,{"$error":"#N/A"},{"$error":"#N/A"},{"$error":"#N/A"}]
["2010-11-15",20,80.023209960483314,{"$error":"#N/A"},{"$error":"#N/A"},{"$error":"#N/A"},{"$error":"#N/A"},{"$error":"#N/A"},{"$error":"#N/A"},{"$error":"#N/A"},{"$error":"#N/A"},{"$error":"#N/A"},null,{"$error":"#N/A"},80.023209960483314,{"$error":"#N/A"},{"$error":"#N/A"},{"$error":"#N/A"}]
["2010-12-01",9,{"$error":"#N/A"},141.40556445491134,{"$error":"#N/A"},{"$error":"#N/A"},{"$error":"#N/A"},{"$error":"#N/A"},{"$error":"#N/A"},{"$error":"#N/A"},{"$error":"#N/A"},{"$error":"#N/A"},null,{"$error":"#N/A"},141.40556445491134,{"$error":"#N/A"},{"$error":"#N/A"},{"$error":"#N/A"}]
["2010-12-01",7.65,{"$error":"#N/A"},{"$error":"#N/A"},{"$error":"#N/A"},{"$error":"#N/A"},{"$error":"#N/A"},{"$error":"#N/A"},{"$error":"#N/A"},{"$error":"#N/A"},150.931290613789,{"$error":"#N/A"},null,{"$error":"#N/A"},{"$error":"#N/A"},{"$error":"#N/A"},{"$error":"#N/A"},150.931290613789]
["2010-12-21",60,136.42546094316356,{"$error":"#N/A"},{"$error":"#N/A"},{"$error":"#N/A"},{"$error":"#N/A"},{"$error":"#N/A"},{"$error":"#N/A"},{"$error":"#N/A"},{"$error":"#N/A"},{"$error":"#N/A"},null,{"$error":"#N/A"},136.42546094316356,{"$error":"#N/A"},{"$error":"#N/A"},{"$error":"#N/A"}]
["2010-12-30",309,116.81599818263969,{"$error":"#N/A"},{"$error":"#N/A"},{"$error":"#N/A"},{"$error":"#N/A"},{"$error":"#N/A"},{"$error":"#N/A"},{"$error":"#N/A"},{"$error":"#N/A"},{"$error":"#N/A"},null,{"$error":"#N/A"},116.81599818263969,{"$error":"#N/A"},{"$error":"#N/A"},{"$error":"#N/A"}]
["2010-12-30",20,152.14346650927337,{"$error":"#N/A"},{"$error":"#N/A"},{"$error":"#N/A"},{"$error":"#N/A"},{"$error":"#N/A"},{"$error":"#N/A"},{"$error":"#N/A"},{"$error":"#N/A"},{"$error":"#N/A"},null,{"$error":"#N/A"},152.14346650927337,{"$error":"#N/A"},{"$error":"#N/A"},{"$error":"#N/A"}]
["2011-01-05",270,117.05173814562183,{"$error":"#N/A"},{"$error":"#N/A"},{"$error":"#N/A"},{"$error":"#N/A"},{"$error":"#N/A"},{"$error":"#N/A"},{"$error":"#N/A"},{"$error":"#N/A"},{"$error":"#N/A"},null,{"$error":"#N/A"},117.05173814562183,{"$error":"#N/A"},{"$error":"#N/A"},{"$error":"#N/A"}]
["2011-01-07",110,131.75504203245902,{"$error":"#N/A"},{"$error":"#N/A"},{"$error":"#N/A"},{"$error":"#N/A"},{"$error":"#N/A"},{"$error":"#N/A"},{"$error":"#N/A"},{"$error":"#N/A"},{"$error":"#N/A"},null,{"$error":"#N/A"},131.75504203245902,{"$error":"#N/A"},{"$error":"#N/A"},{"$error":"#N/A"}]
["2011-01-25",26,137.74637208473538,{"$error":"#N/A"},{"$error":"#N/A"},{"$error":"#N/A"},{"$error":"#N/A"},{"$error":"#N/A"},{"$error":"#N/A"},{"$error":"#N/A"},{"$error":"#N/A"},{"$error":"#N/A"},null,{"$error":"#N/A"},137.74637208473538,{"$error":"#N/A"},{"$error":"#N/A"},{"$error":"#N/A"}]
["2011-02-07",250,{"$error":"#N/A"},122.32278801231679,{"$error":"#N/A"},{"$error":"#N/A"},{"$error":"#N/A"},{"$error":"#N/A"},{"$error":"#N/A"},{"$error":"#N/A"},{"$error":"#N/A"},{"$error":"#N/A"},null,{"$error":"#N/A"},122.32278801231679,{"$error":"#N/A"},{"$error":"#N/A"},{"$error":"#N/A"}]
["2011-02-11",30,{"$error":"#N/A"},116.20458769616205,{"$error":"#N/A"},{"$error":"#N/A"},{"$error":"#N/A"},{"$error":"#N/A"},{"$error":"#N/A"},{"$error":"#N/A"},{"$error":"#N/A"},{"$error":"#N/A"},null,{"$error":"#N/A"},116.20458769616205,{"$error":"#N/A"},{"$error":"#N/A"},{"$error":"#N/A"}]
["2011-02-11",20,{"$error":"#N/A"},119.51495043776096,{"$error":"#N/A"},{"$error":"#N/A"},{"$error":"#N/A"},{"$error":"#N/A"},{"$error":"#N/A"},{"$error":"#N/A"},{"$error":"#N/A"},{"$error":"#N/A"},null,{"$error":"#N/A"},119.51495043776096,{"$error":"#N/A"},{"$error":"#N/A"},{"$error":"#N/A"}]
["2011-03-08",150,96.477829144742998,{"$error":"#N/A"},{"$error":"#N/A"},{"$error":"#N/A"},{"$error":"#N/A"},{"$error":"#N/A"},{"$error":"#N/A"},{"$error":"#N/A"},{"$error":"#N/A"},{"$error":"#N/A"},null,{"$error":"#N/A"},96.477829144742998,{"$error":"#N/A"},{"$error":"#N/A"},{"$error":"#N/A"}]
["2011-06-03",110,121.68532982030329,{"$error":"#N/A"},{"$error":"#N/A"},{"$error":"#N/A"},{"$error":"#N/A"},{"$error":"#N/A"},{"$error":"#N/A"},{"$error":"#N/A"},{"$error":"#N/A"},{"$error":"#N/A"},null,{"$error":"#N/A"},121.68532982030329,{"$error":"#N/A"},{"$error":"#N/A"},{"$error":"#N/A"}]
["2011-06-03",127,{"$error":"#N/A"},113.02424103595345,{"$error":"#N/A"},{"$error":"#N/A"},{"$error":"#N/A"},{"$error":"#N/A"},{"$error":"#N/A"},{"$error":"#N/A"},{"$error":"#N/A"},{"$error":"#N/A"},null,{"$error":"#N/A"},113.02424103595345,{"$error":"#N/A"},{"$error":"#N/A"},{"$error":"#N/A"}]
["2011-06-21",150,109.47745085135146,{"$error":"#N/A"},{"$error":"#N/A"},{"$error":"#N/A"},{"$error":"#N/A"},{"$error":"#N/A"},{"$error":"#N/A"},{"$error":"#N/A"},{"$error":"#N/A"},{"$error":"#N/A"},null,{"$error":"#N/A"},109.47745085135146,{"$error":"#N/A"},{"$error":"#N/A"},{"$error":"#N/A"}]
["2011-07-08",23,127.5525299397017,{"$error":"#N/A"},{"$error":"#N/A"},{"$error":"#N/A"},{"$error":"#N/A"},{"$error":"#N/A"},{"$error":"#N/A"},{"$error":"#N/A"},{"$error":"#N/A"},{"$error":"#N/A"},null,{"$error":"#N/A"},127.5525299397017,{"$error":"#N/A"},{"$error":"#N/A"},{"$error":"#N/A"}]
["2011-07-14",20,102.40472189325315,{"$error":"#N/A"},{"$error":"#N/A"},{"$error":"#N/A"},{"$error":"#N/A"},{"$error":"#N/A"},{"$error":"#N/A"},{"$error":"#N/A"},{"$error":"#N/A"},{"$error":"#N/A"},null,{"$error":"#N/A"},102.40472189325315,{"$error":"#N/A"},{"$error":"#N/A"},{"$error":"#N/A"}]
["2011-07-18",6,{"$error":"#N/A"},{"$error":"#N/A"},{"$error":"#N/A"},{"$error":"#N/A"},{"$error":"#N/A"},{"$error":"#N/A"},{"$error":"#N/A"},{"$error":"#N/A"},{"$error":"#N/A"},199.8990633389306,null,199.8990633389306,{"$error":"#N/A"},{"$error":"#N/A"},{"$error":"#N/A"},{"$error":"#N/A"}]
["2011-07-21",150,119.94753707389431,{"$error":"#N/A"},{"$error":"#N/A"},{"$error":"#N/A"},{"$error":"#N/A"},{"$error":"#N/A"},{"$error":"#N/A"},{"$error":"#N/A"},{"$error":"#N/A"},{"$error":"#N/A"},null,{"$error":"#N/A"},119.94753707389431,{"$error":"#N/A"},{"$error":"#N/A"},{"$error":"#N/A"}]
["2011-09-29",250,87.590614469332195,{"$error":"#N/A"},{"$error":"#N/A"},{"$error":"#N/A"},{"$error":"#N/A"},{"$error":"#N/A"},{"$error":"#N/A"},{"$error":"#N/A"},{"$error":"#N/A"},{"$error":"#N/A"},null,{"$error":"#N/A"},87.590614469332195,{"$error":"#N/A"},{"$error":"#N/A"},{"$error":"#N/A"}]
["2011-10-01",9,{"$error":"#N/A"},140.19920807275901,{"$error":"#N/A"},{"$error":"#N/A"},{"$error":"#N/A"},{"$error":"#N/A"},{"$error":"#N/A"},{"$error":"#N/A"},{"$error":"#N/A"},{"$error":"#N/A"},null,{"$error":"#N/A"},140.19920807275901,{"$error":"#N/A"},{"$error":"#N/A"},{"$error":"#N/A"}]
["2011-12-01",20,{"$error":"#N/A"},{"$error":"#N/A"},{"$error":"#N/A"},{"$error":"#N/A"},{"$error":"#N/A"},229.88392283977035,{"$error":"#N/A"},{"$error":"#N/A"},{"$error":"#N/A"},{"$error":"#N/A"},null,{"$error":"#N/A"},{"$error":"#N/A"},{"$error":"#N/A"},229.88392283977035,{"$error":"#N/A"}]
["2011-12-08",19,{"$error":"#N/A"},109.84442465716801,{"$error":"#N/A"},{"$error":"#N/A"},{"$error":"#N/A"},{"$error":"#N/A"},{"$error":"#N/A"},{"$error":"#N/A"},{"$error":"#N/A"},{"$error":"#N/A"},null,{"$error":"#N/A"},109.84442465716801,{"$error":"#N/A"},{"$error":"#N/A"},{"$error":"#N/A"}]
["2011-12-20",20,{"$error":"#N/A"},86.511692729742308,{"$error":"#N/A"},{"$error":"#N/A"},{"$error":"#N/A"},{"$error":"#N/A"},{"$error":"#N/A"},{"$error":"#N/A"},{"$error":"#N/A"},{"$error":"#N/A"},null,{"$error":"#N/A"},86.511692729742308,{"$error":"#N/A"},{"$error":"#N/A"},{"$error":"#N/A"}]
["2011-12-20",30,{"$error":"#N/A"},{"$error":"#N/A"},{"$error":"#N/A"},{"$error":"#N/A"},{"$error":"#N/A"},{"$error":"#N/A"},{"$error":"#N/A"},{"$error":"#N/A"},116.41484740571465,{"$error":"#N/A"},null,{"$error":"#N/A"},{"$error":"#N/A"},{"$error":"#N/A"},{"$error":"#N/A"},116.41484740571465]
["2011-12-20",20,{"$error":"#N/A"},85.183583764420419,{"$error":"#N/A"},{"$error":"#N/A"},{"$error":"#N/A"},{"$error":"#N/A"},{"$error":"#N/A"},{"$error":"#N/A"},{"$error":"#N/A"},{"$error":"#N/A"},null,{"$error":"#N/A"},85.183583764420419,{"$error":"#N/A"},{"$error":"#N/A"},{"$error":"#N/A"}]
["2012-01-01",15,{"$error":"#N/A"},87.30673861314709,{"$error":"#N/A"},{"$error":"#N/A"},{"$error":"#N/A"},{"$error":"#N/A"},{"$error":"#N/A"},{"$error":"#N/A"},{"$error":"#N/A"},{"$error":"#N/A"},null,{"$error":"#N/A"},87.30673861314709,{"$error":"#N/A"},{"$error":"#N/A"},{"$error":"#N/A"}]
["2012-01-01",15,{"$error":"#N/A"},78.329911175824208,{"$error":"#N/A"},{"$error":"#N/A"},{"$error":"#N/A"},{"$error":"#N/A"},{"$error":"#N/A"},{"$error":"#N/A"},{"$error":"#N/A"},{"$error":"#N/A"},null,{"$error":"#N/A"},78.329911175824208,{"$error":"#N/A"},{"$error":"#N/A"},{"$error":"#N/A"}]
["2012-02-03",200,90.011837661183449,{"$error":"#N/A"},{"$error":"#N/A"},{"$error":"#N/A"},{"$error":"#N/A"},{"$error":"#N/A"},{"$error":"#N/A"},{"$error":"#N/A"},{"$error":"#N/A"},{"$error":"#N/A"},null,{"$error":"#N/A"},90.011837661183449,{"$error":"#N/A"},{"$error":"#N/A"},{"$error":"#N/A"}]
["2012-02-27",20,82.407081509694152,{"$error":"#N/A"},{"$error":"#N/A"},{"$error":"#N/A"},{"$error":"#N/A"},{"$error":"#N/A"},{"$error":"#N/A"},{"$error":"#N/A"},{"$error":"#N/A"},{"$error":"#N/A"},null,{"$error":"#N/A"},82.407081509694152,{"$error":"#N/A"},{"$error":"#N/A"},{"$error":"#N/A"}]
["2012-07-03",20,93.392172124711976,{"$error":"#N/A"},{"$error":"#N/A"},{"$error":"#N/A"},{"$error":"#N/A"},{"$error":"#N/A"},{"$error":"#N/A"},{"$error":"#N/A"},{"$error":"#N/A"},{"$error":"#N/A"},null,{"$error":"#N/A"},93.392172124711976,{"$error":"#N/A"},{"$error":"#N/A"},{"$error":"#N/A"}]
["2012-07-03",20,99.481841991668176,{"$error":"#N/A"},{"$error":"#N/A"},{"$error":"#N/A"},{"$error":"#N/A"},{"$error":"#N/A"},{"$error":"#N/A"},{"$error":"#N/A"},{"$error":"#N/A"},{"$error":"#N/A"},null,{"$error":"#N/A"},99.481841991668176,{"$error":"#N/A"},{"$error":"#N/A"},{"$error":"#N/A"}]
["2012-08-03",20,91.6202358527093,{"$error":"#N/A"},{"$error":"#N/A"},{"$error":"#N/A"},{"$error":"#N/A"},{"$error":"#N/A"},{"$error":"#N/A"},{"$error":"#N/A"},{"$error":"#N/A"},{"$error":"#N/A"},null,{"$error":"#N/A"},91.6202358527093,{"$error":"#N/A"},{"$error":"#N/A"},{"$error":"#N/A"}]
["2012-08-13",20,97.136159894028225,{"$error":"#N/A"},{"$error":"#N/A"},{"$error":"#N/A"},{"$error":"#N/A"},{"$error":"#N/A"},{"$error":"#N/A"},{"$error":"#N/A"},{"$error":"#N/A"},{"$error":"#N/A"},null,{"$error":"#N/A"},97.136159894028225,{"$error":"#N/A"},{"$error":"#N/A"},{"$error":"#N/A"}]
["2012-08-16",102,94.393951166627033,{"$error":"#N/A"},{"$error":"#N/A"},{"$error":"#N/A"},{"$error":"#N/A"},{"$error":"#N/A"},{"$error":"#N/A"},{"$error":"#N/A"},{"$error":"#N/A"},{"$error":"#N/A"},null,{"$error":"#N/A"},94.393951166627033,{"$error":"#N/A"},{"$error":"#N/A"},{"$error":"#N/A"}]
["2012-08-29",20,90.990652432940351,{"$error":"#N/A"},{"$error":"#N/A"},{"$error":"#N/A"},{"$error":"#N/A"},{"$error":"#N/A"},{"$error":"#N/A"},{"$error":"#N/A"},{"$error":"#N/A"},{"$error":"#N/A"},null,{"$error":"#N/A"},90.990652432940351,{"$error":"#N/A"},{"$error":"#N/A"},{"$error":"#N/A"}]
["2012-08-31",250,{"$error":"#N/A"},93.044003982005293,{"$error":"#N/A"},{"$error":"#N/A"},{"$error":"#N/A"},{"$error":"#N/A"},{"$error":"#N/A"},{"$error":"#N/A"},{"$error":"#N/A"},{"$error":"#N/A"},null,{"$error":"#N/A"},93.044003982005293,{"$error":"#N/A"},{"$error":"#N/A"},{"$error":"#N/A"}]
["2012-09-17",20,88.725598762206502,{"$error":"#N/A"},{"$error":"#N/A"},{"$error":"#N/A"},{"$error":"#N/A"},{"$error":"#N/A"},{"$error":"#N/A"},{"$error":"#N/A"},{"$error":"#N/A"},{"$error":"#N/A"},null,{"$error":"#N/A"},88.725598762206502,{"$error":"#N/A"},{"$error":"#N/A"},{"$error":"#N/A"}]
["2012-09-17",20.8,106.69657818195031,{"$error":"#N/A"},{"$error":"#N/A"},{"$error":"#N/A"},{"$error":"#N/A"},{"$error":"#N/A"},{"$error":"#N/A"},{"$error":"#N/A"},{"$error":"#N/A"},{"$error":"#N/A"},null,{"$error":"#N/A"},106.69657818195031,{"$error":"#N/A"},{"$error":"#N/A"},{"$error":"#N/A"}]
["2012-10-17",10,91.466407850140229,{"$error":"#N/A"},{"$error":"#N/A"},{"$error":"#N/A"},{"$error":"#N/A"},{"$error":"#N/A"},{"$error":"#N/A"},{"$error":"#N/A"},{"$error":"#N/A"},{"$error":"#N/A"},null,{"$error":"#N/A"},91.466407850140229,{"$error":"#N/A"},{"$error":"#N/A"},{"$error":"#N/A"}]
["2012-10-25",50,{"$error":"#N/A"},56.706892696487976,{"$error":"#N/A"},{"$error":"#N/A"},{"$error":"#N/A"},{"$error":"#N/A"},{"$error":"#N/A"},{"$error":"#N/A"},{"$error":"#N/A"},{"$error":"#N/A"},null,{"$error":"#N/A"},56.706892696487976,{"$error":"#N/A"},{"$error":"#N/A"},{"$error":"#N/A"}]
["2012-11-01",20,72.234592044484103,{"$error":"#N/A"},{"$error":"#N/A"},{"$error":"#N/A"},{"$error":"#N/A"},{"$error":"#N/A"},{"$error":"#N/A"},{"$error":"#N/A"},{"$error":"#N/A"},{"$error":"#N/A"},null,{"$error":"#N/A"},72.234592044484103,{"$error":"#N/A"},{"$error":"#N/A"},{"$error":"#N/A"}]
["2012-11-15",20,83.020220924405564,{"$error":"#N/A"},{"$error":"#N/A"},{"$error":"#N/A"},{"$error":"#N/A"},{"$error":"#N/A"},{"$error":"#N/A"},{"$error":"#N/A"},{"$error":"#N/A"},{"$error":"#N/A"},null,{"$error":"#N/A"},83.020220924405564,{"$error":"#N/A"},{"$error":"#N/A"},{"$error":"#N/A"}]
["2012-12-12",250,{"$error":"#N/A"},81.194392151744793,{"$error":"#N/A"},{"$error":"#N/A"},{"$error":"#N/A"},{"$error":"#N/A"},{"$error":"#N/A"},{"$error":"#N/A"},{"$error":"#N/A"},{"$error":"#N/A"},null,{"$error":"#N/A"},81.194392151744793,{"$error":"#N/A"},{"$error":"#N/A"},{"$error":"#N/A"}]
["2012-12-13",20,{"$error":"#N/A"},86.825433051296827,{"$error":"#N/A"},{"$error":"#N/A"},{"$error":"#N/A"},{"$error":"#N/A"},{"$error":"#N/A"},{"$error":"#N/A"},{"$error":"#N/A"},{"$error":"#N/A"},null,{"$error":"#N/A"},86.825433051296827,{"$error":"#N/A"},{"$error":"#N/A"},{"$error":"#N/A"}]
["2013-02-04",28.8,{"$error":"#N/A"},{"$error":"#N/A"},101.92062170727571,{"$error":"#N/A"},{"$error":"#N/A"},{"$error":"#N/A"},{"$error":"#N/A"},{"$error":"#N/A"},{"$error":"#N/A"},{"$error":"#N/A"},null,{"$error":"#N/A"},{"$error":"#N/A"},101.92062170727571,{"$error":"#N/A"},{"$error":"#N/A"}]
["2013-02-28",45,81.509618665683689,{"$error":"#N/A"},{"$error":"#N/A"},{"$error":"#N/A"},{"$error":"#N/A"},{"$error":"#N/A"},{"$error":"#N/A"},{"$error":"#N/A"},{"$error":"#N/A"},{"$error":"#N/A"},null,{"$error":"#N/A"},81.509618665683689,{"$error":"#N/A"},{"$error":"#N/A"},{"$error":"#N/A"}]
["2013-03-22",20,92.47577733127811,{"$error":"#N/A"},{"$error":"#N/A"},{"$error":"#N/A"},{"$error":"#N/A"},{"$error":"#N/A"},{"$error":"#N/A"},{"$error":"#N/A"},{"$error":"#N/A"},{"$error":"#N/A"},null,{"$error":"#N/A"},92.47577733127811,{"$error":"#N/A"},{"$error":"#N/A"},{"$error":"#N/A"}]
["2013-03-22",20,91.055314426228946,{"$error":"#N/A"},{"$error":"#N/A"},{"$error":"#N/A"},{"$error":"#N/A"},{"$error":"#N/A"},{"$error":"#N/A"},{"$error":"#N/A"},{"$error":"#N/A"},{"$error":"#N/A"},null,{"$error":"#N/A"},91.055314426228946,{"$error":"#N/A"},{"$error":"#N/A"},{"$error":"#N/A"}]
["2013-03-25",20,77.215429817813444,{"$error":"#N/A"},{"$error":"#N/A"},{"$error":"#N/A"},{"$error":"#N/A"},{"$error":"#N/A"},{"$error":"#N/A"},{"$error":"#N/A"},{"$error":"#N/A"},{"$error":"#N/A"},null,{"$error":"#N/A"},77.215429817813444,{"$error":"#N/A"},{"$error":"#N/A"},{"$error":"#N/A"}]
["2013-04-10",20,88.66515926774504,{"$error":"#N/A"},{"$error":"#N/A"},{"$error":"#N/A"},{"$error":"#N/A"},{"$error":"#N/A"},{"$error":"#N/A"},{"$error":"#N/A"},{"$error":"#N/A"},{"$error":"#N/A"},null,{"$error":"#N/A"},88.66515926774504,{"$error":"#N/A"},{"$error":"#N/A"},{"$error":"#N/A"}]
["2013-04-16",20,64.940600935474848,{"$error":"#N/A"},{"$error":"#N/A"},{"$error":"#N/A"},{"$error":"#N/A"},{"$error":"#N/A"},{"$error":"#N/A"},{"$error":"#N/A"},{"$error":"#N/A"},{"$error":"#N/A"},null,{"$error":"#N/A"},64.940600935474848,{"$error":"#N/A"},{"$error":"#N/A"},{"$error":"#N/A"}]
["2013-06-01",20,59.173894663766987,{"$error":"#N/A"},{"$error":"#N/A"},{"$error":"#N/A"},{"$error":"#N/A"},{"$error":"#N/A"},{"$error":"#N/A"},{"$error":"#N/A"},{"$error":"#N/A"},{"$error":"#N/A"},null,{"$error":"#N/A"},59.173894663766987,{"$error":"#N/A"},{"$error":"#N/A"},{"$error":"#N/A"}]
["2013-06-03",48,{"$error":"#N/A"},66.89243207399079,{"$error":"#N/A"},{"$error":"#N/A"},{"$error":"#N/A"},{"$error":"#N/A"},{"$error":"#N/A"},{"$error":"#N/A"},{"$error":"#N/A"},{"$error":"#N/A"},null,{"$error":"#N/A"},66.89243207399079,{"$error":"#N/A"},{"$error":"#N/A"},{"$error":"#N/A"}]
["2013-06-03",40,{"$error":"#N/A"},67.789040627378981,{"$error":"#N/A"},{"$error":"#N/A"},{"$error":"#N/A"},{"$error":"#N/A"},{"$error":"#N/A"},{"$error":"#N/A"},{"$error":"#N/A"},{"$error":"#N/A"},null,{"$error":"#N/A"},67.789040627378981,{"$error":"#N/A"},{"$error":"#N/A"},{"$error":"#N/A"}]
["2013-06-19",12,{"$error":"#N/A"},{"$error":"#N/A"},{"$error":"#N/A"},{"$error":"#N/A"},{"$error":"#N/A"},{"$error":"#N/A"},{"$error":"#N/A"},{"$error":"#N/A"},{"$error":"#N/A"},154.78841152389455,null,154.78841152389455,{"$error":"#N/A"},{"$error":"#N/A"},{"$error":"#N/A"},{"$error":"#N/A"}]
["2013-07-03",50,{"$error":"#N/A"},57.532987873256211,{"$error":"#N/A"},{"$error":"#N/A"},{"$error":"#N/A"},{"$error":"#N/A"},{"$error":"#N/A"},{"$error":"#N/A"},{"$error":"#N/A"},{"$error":"#N/A"},null,{"$error":"#N/A"},57.532987873256211,{"$error":"#N/A"},{"$error":"#N/A"},{"$error":"#N/A"}]
["2013-07-10",40,58.97664834822109,{"$error":"#N/A"},{"$error":"#N/A"},{"$error":"#N/A"},{"$error":"#N/A"},{"$error":"#N/A"},{"$error":"#N/A"},{"$error":"#N/A"},{"$error":"#N/A"},{"$error":"#N/A"},null,{"$error":"#N/A"},58.97664834822109,{"$error":"#N/A"},{"$error":"#N/A"},{"$error":"#N/A"}]
["2013-07-10",20,63.264611729653517,{"$error":"#N/A"},{"$error":"#N/A"},{"$error":"#N/A"},{"$error":"#N/A"},{"$error":"#N/A"},{"$error":"#N/A"},{"$error":"#N/A"},{"$error":"#N/A"},{"$error":"#N/A"},null,{"$error":"#N/A"},63.264611729653517,{"$error":"#N/A"},{"$error":"#N/A"},{"$error":"#N/A"}]
["2013-07-17",20,82.851898225458427,{"$error":"#N/A"},{"$error":"#N/A"},{"$error":"#N/A"},{"$error":"#N/A"},{"$error":"#N/A"},{"$error":"#N/A"},{"$error":"#N/A"},{"$error":"#N/A"},{"$error":"#N/A"},null,{"$error":"#N/A"},82.851898225458427,{"$error":"#N/A"},{"$error":"#N/A"},{"$error":"#N/A"}]
["2013-07-17",12,82.851898225458413,{"$error":"#N/A"},{"$error":"#N/A"},{"$error":"#N/A"},{"$error":"#N/A"},{"$error":"#N/A"},{"$error":"#N/A"},{"$error":"#N/A"},{"$error":"#N/A"},{"$error":"#N/A"},null,{"$error":"#N/A"},82.851898225458413,{"$error":"#N/A"},{"$error":"#N/A"},{"$error":"#N/A"}]
["2013-09-06",15,67.145887159794512,{"$error":"#N/A"},{"$error":"#N/A"},{"$error":"#N/A"},{"$error":"#N/A"},{"$error":"#N/A"},{"$error":"#N/A"},{"$error":"#N/A"},{"$error":"#N/A"},{"$error":"#N/A"},null,{"$error":"#N/A"},67.145887159794512,{"$error":"#N/A"},{"$error":"#N/A"},{"$error":"#N/A"}]
["2013-09-19",20,{"$error":"#N/A"},{"$error":"#N/A"},{"$error":"#N/A"},{"$error":"#N/A"},{"$error":"#N/A"},{"$error":"#N/A"},{"$error":"#N/A"},100.93170736697877,{"$error":"#N/A"},{"$error":"#N/A"},null,{"$error":"#N/A"},{"$error":"#N/A"},{"$error":"#N/A"},100.93170736697877,{"$error":"#N/A"}]
["2013-09-27",20,64.328934955224256,{"$error":"#N/A"},{"$error":"#N/A"},{"$error":"#N/A"},{"$error":"#N/A"},{"$error":"#N/A"},{"$error":"#N/A"},{"$error":"#N/A"},{"$error":"#N/A"},{"$error":"#N/A"},null,{"$error":"#N/A"},64.328934955224256,{"$error":"#N/A"},{"$error":"#N/A"},{"$error":"#N/A"}]
["2013-10-09",20,66.841260809351695,{"$error":"#N/A"},{"$error":"#N/A"},{"$error":"#N/A"},{"$error":"#N/A"},{"$error":"#N/A"},{"$error":"#N/A"},{"$error":"#N/A"},{"$error":"#N/A"},{"$error":"#N/A"},null,{"$error":"#N/A"},66.841260809351695,{"$error":"#N/A"},{"$error":"#N/A"},{"$error":"#N/A"}]
["2013-10-22",20,64.56371209009734,{"$error":"#N/A"},{"$error":"#N/A"},{"$error":"#N/A"},{"$error":"#N/A"},{"$error":"#N/A"},{"$error":"#N/A"},{"$error":"#N/A"},{"$error":"#N/A"},{"$error":"#N/A"},null,{"$error":"#N/A"},64.56371209009734,{"$error":"#N/A"},{"$error":"#N/A"},{"$error":"#N/A"}]
["2013-12-01",7.3140000000000001,82.328036473913585,{"$error":"#N/A"},{"$error":"#N/A"},{"$error":"#N/A"},{"$error":"#N/A"},{"$error":"#N/A"},{"$error":"#N/A"},{"$error":"#N/A"},{"$error":"#N/A"},{"$error":"#N/A"},null,{"$error":"#N/A"},82.328036473913585,{"$error":"#N/A"},{"$error":"#N/A"},{"$error":"#N/A"}]
["2013-12-06",20,{"$error":"#N/A"},{"$error":"#N/A"},{"$error":"#N/A"},{"$error":"#N/A"},{"$error":"#N/A"},{"$error":"#N/A"},{"$error":"#N/A"},{"$error":"#N/A"},67.599278183371567,{"$error":"#N/A"},null,{"$error":"#N/A"},{"$error":"#N/A"},{"$error":"#N/A"},{"$error":"#N/A"},67.599278183371567]
["2013-12-19",150,56.158435626033288,{"$error":"#N/A"},{"$error":"#N/A"},{"$error":"#N/A"},{"$error":"#N/A"},{"$error":"#N/A"},{"$error":"#N/A"},{"$error":"#N/A"},{"$error":"#N/A"},{"$error":"#N/A"},null,{"$error":"#N/A"},56.158435626033288,{"$error":"#N/A"},{"$error":"#N/A"},{"$error":"#N/A"}]
["2014-01-30",7,69.502433729543611,{"$error":"#N/A"},{"$error":"#N/A"},{"$error":"#N/A"},{"$error":"#N/A"},{"$error":"#N/A"},{"$error":"#N/A"},{"$error":"#N/A"},{"$error":"#N/A"},{"$error":"#N/A"},null,{"$error":"#N/A"},69.502433729543611,{"$error":"#N/A"},{"$error":"#N/A"},{"$error":"#N/A"}]
["2014-02-20",10.416,{"$error":"#N/A"},49.293654473752362,{"$error":"#N/A"},{"$error":"#N/A"},{"$error":"#N/A"},{"$error":"#N/A"},{"$error":"#N/A"},{"$error":"#N/A"},{"$error":"#N/A"},{"$error":"#N/A"},null,{"$error":"#N/A"},49.293654473752362,{"$error":"#N/A"},{"$error":"#N/A"},{"$error":"#N/A"}]
["2014-03-17",20,64.068269159803592,{"$error":"#N/A"},{"$error":"#N/A"},{"$error":"#N/A"},{"$error":"#N/A"},{"$error":"#N/A"},{"$error":"#N/A"},{"$error":"#N/A"},{"$error":"#N/A"},{"$error":"#N/A"},null,{"$error":"#N/A"},64.068269159803592,{"$error":"#N/A"},{"$error":"#N/A"},{"$error":"#N/A"}]
["2014-03-26",26.66,59.84972580874809,{"$error":"#N/A"},{"$error":"#N/A"},{"$error":"#N/A"},{"$error":"#N/A"},{"$error":"#N/A"},{"$error":"#N/A"},{"$error":"#N/A"},{"$error":"#N/A"},{"$error":"#N/A"},null,{"$error":"#N/A"},59.84972580874809,{"$error":"#N/A"},{"$error":"#N/A"},{"$error":"#N/A"}]
["2014-04-01",10.3,{"$error":"#N/A"},{"$error":"#N/A"},{"$error":"#N/A"},{"$error":"#N/A"},{"$error":"#N/A"},65.831037070508998,{"$error":"#N/A"},{"$error":"#N/A"},{"$error":"#N/A"},{"$error":"#N/A"},null,{"$error":"#N/A"},{"$error":"#N/A"},{"$error":"#N/A"},65.831037070508998,{"$error":"#N/A"}]
["2014-05-01",157.5,{"$error":"#N/A"},{"$error":"#N/A"},{"$error":"#N/A"},{"$error":"#N/A"},44.073362846108658,{"$error":"#N/A"},{"$error":"#N/A"},{"$error":"#N/A"},{"$error":"#N/A"},{"$error":"#N/A"},null,{"$error":"#N/A"},{"$error":"#N/A"},44.073362846108658,{"$error":"#N/A"},{"$error":"#N/A"}]
["2014-05-27",30,{"$error":"#N/A"},63.215431339893797,{"$error":"#N/A"},{"$error":"#N/A"},{"$error":"#N/A"},{"$error":"#N/A"},{"$error":"#N/A"},{"$error":"#N/A"},{"$error":"#N/A"},{"$error":"#N/A"},null,{"$error":"#N/A"},63.215431339893797,{"$error":"#N/A"},{"$error":"#N/A"},{"$error":"#N/A"}]
["2014-06-01",20,{"$error":"#N/A"},{"$error":"#N/A"},{"$error":"#N/A"},{"$error":"#N/A"},{"$error":"#N/A"},{"$error":"#N/A"},{"$error":"#N/A"},{"$error":"#N/A"},66.113559997310134,{"$error":"#N/A"},null,{"$error":"#N/A"},{"$error":"#N/A"},{"$error":"#N/A"},{"$error":"#N/A"},66.113559997310134]
["2014-06-12",30,57.537638011189422,{"$error":"#N/A"},{"$error":"#N/A"},{"$error":"#N/A"},{"$error":"#N/A"},{"$error":"#N/A"},{"$error":"#N/A"},{"$error":"#N/A"},{"$error":"#N/A"},{"$error":"#N/A"},null,{"$error":"#N/A"},57.537638011189422,{"$error":"#N/A"},{"$error":"#N/A"},{"$error":"#N/A"}]
["2014-07-18",93.6,57.288380153262089,{"$error":"#N/A"},{"$error":"#N/A"},{"$error":"#N/A"},{"$error":"#N/A"},{"$error":"#N/A"},{"$error":"#N/A"},{"$error":"#N/A"},{"$error":"#N/A"},{"$error":"#N/A"},null,{"$error":"#N/A"},57.288380153262089,{"$error":"#N/A"},{"$error":"#N/A"},{"$error":"#N/A"}]
["2014-07-23",75,57.846288735517582,{"$error":"#N/A"},{"$error":"#N/A"},{"$error":"#N/A"},{"$error":"#N/A"},{"$error":"#N/A"},{"$error":"#N/A"},{"$error":"#N/A"},{"$error":"#N/A"},{"$error":"#N/A"},null,{"$error":"#N/A"},57.846288735517582,{"$error":"#N/A"},{"$error":"#N/A"},{"$error":"#N/A"}]
["2014-07-24",56,{"$error":"#N/A"},57.532987873256197,{"$error":"#N/A"},{"$error":"#N/A"},{"$error":"#N/A"},{"$error":"#N/A"},{"$error":"#N/A"},{"$error":"#N/A"},{"$error":"#N/A"},{"$error":"#N/A"},null,{"$error":"#N/A"},57.532987873256197,{"$error":"#N/A"},{"$error":"#N/A"},{"$error":"#N/A"}]
["2014-07-24",56,{"$error":"#N/A"},58.099728095495436,{"$error":"#N/A"},{"$error":"#N/A"},{"$error":"#N/A"},{"$error":"#N/A"},{"$error":"#N/A"},{"$error":"#N/A"},{"$error":"#N/A"},{"$error":"#N/A"},null,{"$error":"#N/A"},58.099728095495436,{"$error":"#N/A"},{"$error":"#N/A"},{"$error":"#N/A"}]
["2014-07-31",200,45.307942233081064,{"$error":"#N/A"},{"$error":"#N/A"},{"$error":"#N/A"},{"$error":"#N/A"},{"$error":"#N/A"},{"$error":"#N/A"},{"$error":"#N/A"},{"$error":"#N/A"},{"$error":"#N/A"},null,{"$error":"#N/A"},45.307942233081064,{"$error":"#N/A"},{"$error":"#N/A"},{"$error":"#N/A"}]
["2014-08-19",105,{"$error":"#N/A"},60.747467571269425,{"$error":"#N/A"},{"$error":"#N/A"},{"$error":"#N/A"},{"$error":"#N/A"},{"$error":"#N/A"},{"$error":"#N/A"},{"$error":"#N/A"},{"$error":"#N/A"},null,{"$error":"#N/A"},60.747467571269425,{"$error":"#N/A"},{"$error":"#N/A"},{"$error":"#N/A"}]
["2014-08-25",60,{"$error":"#N/A"},61.322779970333777,{"$error":"#N/A"},{"$error":"#N/A"},{"$error":"#N/A"},{"$error":"#N/A"},{"$error":"#N/A"},{"$error":"#N/A"},{"$error":"#N/A"},{"$error":"#N/A"},null,{"$error":"#N/A"},61.322779970333777,{"$error":"#N/A"},{"$error":"#N/A"},{"$error":"#N/A"}]
["2014-09-03",60,50.562020325185166,{"$error":"#N/A"},{"$error":"#N/A"},{"$error":"#N/A"},{"$error":"#N/A"},{"$error":"#N/A"},{"$error":"#N/A"},{"$error":"#N/A"},{"$error":"#N/A"},{"$error":"#N/A"},null,{"$error":"#N/A"},50.562020325185166,{"$error":"#N/A"},{"$error":"#N/A"},{"$error":"#N/A"}]
["2014-09-04",52,{"$error":"#N/A"},46.861516120666991,{"$error":"#N/A"},{"$error":"#N/A"},{"$error":"#N/A"},{"$error":"#N/A"},{"$error":"#N/A"},{"$error":"#N/A"},{"$error":"#N/A"},{"$error":"#N/A"},null,{"$error":"#N/A"},46.861516120666991,{"$error":"#N/A"},{"$error":"#N/A"},{"$error":"#N/A"}]
["2014-09-04",120,{"$error":"#N/A"},56.205739064360714,{"$error":"#N/A"},{"$error":"#N/A"},{"$error":"#N/A"},{"$error":"#N/A"},{"$error":"#N/A"},{"$error":"#N/A"},{"$error":"#N/A"},{"$error":"#N/A"},null,{"$error":"#N/A"},56.205739064360714,{"$error":"#N/A"},{"$error":"#N/A"},{"$error":"#N/A"}]
["2014-10-03",30,60.003593475618864,{"$error":"#N/A"},{"$error":"#N/A"},{"$error":"#N/A"},{"$error":"#N/A"},{"$error":"#N/A"},{"$error":"#N/A"},{"$error":"#N/A"},{"$error":"#N/A"},{"$error":"#N/A"},null,{"$error":"#N/A"},60.003593475618864,{"$error":"#N/A"},{"$error":"#N/A"},{"$error":"#N/A"}]
["2014-10-08",101.3,{"$error":"#N/A"},{"$error":"#N/A"},{"$error":"#N/A"},{"$error":"#N/A"},{"$error":"#N/A"},{"$error":"#N/A"},{"$error":"#N/A"},{"$error":"#N/A"},52.869574006459096,{"$error":"#N/A"},null,{"$error":"#N/A"},{"$error":"#N/A"},{"$error":"#N/A"},{"$error":"#N/A"},52.869574006459096]
["2014-10-08",51,{"$error":"#N/A"},{"$error":"#N/A"},{"$error":"#N/A"},{"$error":"#N/A"},{"$error":"#N/A"},{"$error":"#N/A"},{"$error":"#N/A"},{"$error":"#N/A"},53.636676260682918,{"$error":"#N/A"},null,{"$error":"#N/A"},{"$error":"#N/A"},{"$error":"#N/A"},{"$error":"#N/A"},53.636676260682918]
["2014-10-08",76.5,{"$error":"#N/A"},{"$error":"#N/A"},{"$error":"#N/A"},{"$error":"#N/A"},{"$error":"#N/A"},{"$error":"#N/A"},{"$error":"#N/A"},{"$error":"#N/A"},53.579857340120789,{"$error":"#N/A"},null,{"$error":"#N/A"},{"$error":"#N/A"},{"$error":"#N/A"},{"$error":"#N/A"},53.579857340120789]
["2014-10-08",30,{"$error":"#N/A"},{"$error":"#N/A"},{"$error":"#N/A"},{"$error":"#N/A"},{"$error":"#N/A"},{"$error":"#N/A"},{"$error":"#N/A"},{"$error":"#N/A"},57.381618583149574,{"$error":"#N/A"},null,{"$error":"#N/A"},{"$error":"#N/A"},{"$error":"#N/A"},{"$error":"#N/A"},57.381618583149574]
["2014-10-08",80,{"$error":"#N/A"},{"$error":"#N/A"},{"$error":"#N/A"},{"$error":"#N/A"},{"$error":"#N/A"},{"$error":"#N/A"},{"$error":"#N/A"},{"$error":"#N/A"},60.060643056471577,{"$error":"#N/A"},null,{"$error":"#N/A"},{"$error":"#N/A"},{"$error":"#N/A"},{"$error":"#N/A"},60.060643056471577]
["2014-10-08",103,{"$error":"#N/A"},{"$error":"#N/A"},{"$error":"#N/A"},{"$error":"#N/A"},{"$error":"#N/A"},{"$error":"#N/A"},{"$error":"#N/A"},{"$error":"#N/A"},57.829126647389259,{"$error":"#N/A"},null,{"$error":"#N/A"},{"$error":"#N/A"},{"$error":"#N/A"},{"$error":"#N/A"},57.829126647389259]
["2014-10-20",40,57.164984915262032,{"$error":"#N/A"},{"$error":"#N/A"},{"$error":"#N/A"},{"$error":"#N/A"},{"$error":"#N/A"},{"$error":"#N/A"},{"$error":"#N/A"},{"$error":"#N/A"},{"$error":"#N/A"},null,{"$error":"#N/A"},57.164984915262032,{"$error":"#N/A"},{"$error":"#N/A"},{"$error":"#N/A"}]
["2014-10-21",11.4,62.258645875695386,{"$error":"#N/A"},{"$error":"#N/A"},{"$error":"#N/A"},{"$error":"#N/A"},{"$error":"#N/A"},{"$error":"#N/A"},{"$error":"#N/A"},{"$error":"#N/A"},{"$error":"#N/A"},null,{"$error":"#N/A"},62.258645875695386,{"$error":"#N/A"},{"$error":"#N/A"},{"$error":"#N/A"}]
["2014-10-21",20,64.839487363926253,{"$error":"#N/A"},{"$error":"#N/A"},{"$error":"#N/A"},{"$error":"#N/A"},{"$error":"#N/A"},{"$error":"#N/A"},{"$error":"#N/A"},{"$error":"#N/A"},{"$error":"#N/A"},null,{"$error":"#N/A"},64.839487363926253,{"$error":"#N/A"},{"$error":"#N/A"},{"$error":"#N/A"}]
["2014-10-22",20,56.873316601318386,{"$error":"#N/A"},{"$error":"#N/A"},{"$error":"#N/A"},{"$error":"#N/A"},{"$error":"#N/A"},{"$error":"#N/A"},{"$error":"#N/A"},{"$error":"#N/A"},{"$error":"#N/A"},null,{"$error":"#N/A"},56.873316601318386,{"$error":"#N/A"},{"$error":"#N/A"},{"$error":"#N/A"}]
["2014-10-22",20,56.873316601318386,{"$error":"#N/A"},{"$error":"#N/A"},{"$error":"#N/A"},{"$error":"#N/A"},{"$error":"#N/A"},{"$error":"#N/A"},{"$error":"#N/A"},{"$error":"#N/A"},{"$error":"#N/A"},null,{"$error":"#N/A"},56.873316601318386,{"$error":"#N/A"},{"$error":"#N/A"},{"$error":"#N/A"}]
["2014-10-22",15,56.873316601318379,{"$error":"#N/A"},{"$error":"#N/A"},{"$error":"#N/A"},{"$error":"#N/A"},{"$error":"#N/A"},{"$error":"#N/A"},{"$error":"#N/A"},{"$error":"#N/A"},{"$error":"#N/A"},null,{"$error":"#N/A"},56.873316601318379,{"$error":"#N/A"},{"$error":"#N/A"},{"$error":"#N/A"}]
["2014-10-22",20,56.873316601318386,{"$error":"#N/A"},{"$error":"#N/A"},{"$error":"#N/A"},{"$error":"#N/A"},{"$error":"#N/A"},{"$error":"#N/A"},{"$error":"#N/A"},{"$error":"#N/A"},{"$error":"#N/A"},null,{"$error":"#N/A"},56.873316601318386,{"$error":"#N/A"},{"$error":"#N/A"},{"$error":"#N/A"}]
["2014-10-22",20,49.875442640769954,{"$error":"#N/A"},{"$error":"#N/A"},{"$error":"#N/A"},{"$error":"#N/A"},{"$error":"#N/A"},{"$error":"#N/A"},{"$error":"#N/A"},{"$error":"#N/A"},{"$error":"#N/A"},null,{"$error":"#N/A"},49.875442640769954,{"$error":"#N/A"},{"$error":"#N/A"},{"$error":"#N/A"}]
["2014-10-22",14.7,69.859069327093252,{"$error":"#N/A"},{"$error":"#N/A"},{"$error":"#N/A"},{"$error":"#N/A"},{"$error":"#N/A"},{"$error":"#N/A"},{"$error":"#N/A"},{"$error":"#N/A"},{"$error":"#N/A"},null,{"$error":"#N/A"},69.859069327093252,{"$error":"#N/A"},{"$error":"#N/A"},{"$error":"#N/A"}]
["2014-10-22",19.5,67.750307273027417,{"$error":"#N/A"},{"$error":"#N/A"},{"$error":"#N/A"},{"$error":"#N/A"},{"$error":"#N/A"},{"$error":"#N/A"},{"$error":"#N/A"},{"$error":"#N/A"},{"$error":"#N/A"},null,{"$error":"#N/A"},67.750307273027417,{"$error":"#N/A"},{"$error":"#N/A"},{"$error":"#N/A"}]
["2014-10-22",19.5,67.76717736945993,{"$error":"#N/A"},{"$error":"#N/A"},{"$error":"#N/A"},{"$error":"#N/A"},{"$error":"#N/A"},{"$error":"#N/A"},{"$error":"#N/A"},{"$error":"#N/A"},{"$error":"#N/A"},null,{"$error":"#N/A"},67.76717736945993,{"$error":"#N/A"},{"$error":"#N/A"},{"$error":"#N/A"}]
["2014-10-24",100,{"$error":"#N/A"},{"$error":"#N/A"},66.609217413338271,{"$error":"#N/A"},{"$error":"#N/A"},{"$error":"#N/A"},{"$error":"#N/A"},{"$error":"#N/A"},{"$error":"#N/A"},{"$error":"#N/A"},null,{"$error":"#N/A"},{"$error":"#N/A"},66.609217413338271,{"$error":"#N/A"},{"$error":"#N/A"}]
["2014-11-07",40,{"$error":"#N/A"},{"$error":"#N/A"},{"$error":"#N/A"},{"$error":"#N/A"},{"$error":"#N/A"},{"$error":"#N/A"},{"$error":"#N/A"},{"$error":"#N/A"},70.474394406695311,{"$error":"#N/A"},null,{"$error":"#N/A"},{"$error":"#N/A"},{"$error":"#N/A"},{"$error":"#N/A"},70.474394406695311]
["2014-11-07",50,{"$error":"#N/A"},{"$error":"#N/A"},{"$error":"#N/A"},{"$error":"#N/A"},{"$error":"#N/A"},{"$error":"#N/A"},{"$error":"#N/A"},{"$error":"#N/A"},70.474394406695296,{"$error":"#N/A"},null,{"$error":"#N/A"},{"$error":"#N/A"},{"$error":"#N/A"},{"$error":"#N/A"},70.474394406695296]
["2014-11-13",30,{"$error":"#N/A"},61.889803331720408,{"$error":"#N/A"},{"$error":"#N/A"},{"$error":"#N/A"},{"$error":"#N/A"},{"$error":"#N/A"},{"$error":"#N/A"},{"$error":"#N/A"},{"$error":"#N/A"},null,{"$error":"#N/A"},61.889803331720408,{"$error":"#N/A"},{"$error":"#N/A"},{"$error":"#N/A"}]
["2014-11-18",45,{"$error":"#N/A"},49.301469041668383,{"$error":"#N/A"},{"$error":"#N/A"},{"$error":"#N/A"},{"$error":"#N/A"},{"$error":"#N/A"},{"$error":"#N/A"},{"$error":"#N/A"},{"$error":"#N/A"},null,{"$error":"#N/A"},49.301469041668383,{"$error":"#N/A"},{"$error":"#N/A"},{"$error":"#N/A"}]
["2014-12-09",130,61.937393296612001,{"$error":"#N/A"},{"$error":"#N/A"},{"$error":"#N/A"},{"$error":"#N/A"},{"$error":"#N/A"},{"$error":"#N/A"},{"$error":"#N/A"},{"$error":"#N/A"},{"$error":"#N/A"},null,{"$error":"#N/A"},61.937393296612001,{"$error":"#N/A"},{"$error":"#N/A"},{"$error":"#N/A"}]
["2015-02-01",80,{"$error":"#N/A"},{"$error":"#N/A"},{"$error":"#N/A"},{"$error":"#N/A"},{"$error":"#N/A"},{"$error":"#N/A"},{"$error":"#N/A"},{"$error":"#N/A"},58.567611786056794,{"$error":"#N/A"},null,{"$error":"#N/A"},{"$error":"#N/A"},{"$error":"#N/A"},{"$error":"#N/A"},58.567611786056794]
["2015-03-02",6,{"$error":"#N/A"},{"$error":"#N/A"},{"$error":"#N/A"},{"$error":"#N/A"},{"$error":"#N/A"},{"$error":"#N/A"},{"$error":"#N/A"},{"$error":"#N/A"},101.90544891640184,{"$error":"#N/A"},null,{"$error":"#N/A"},{"$error":"#N/A"},{"$error":"#N/A"},{"$error":"#N/A"},101.90544891640184]
["2015-03-02",25,{"$error":"#N/A"},{"$error":"#N/A"},{"$error":"#N/A"},42.505516667943624,{"$error":"#N/A"},{"$error":"#N/A"},{"$error":"#N/A"},{"$error":"#N/A"},{"$error":"#N/A"},{"$error":"#N/A"},null,{"$error":"#N/A"},{"$error":"#N/A"},42.505516667943624,{"$error":"#N/A"},{"$error":"#N/A"}]
["2015-03-03",62.25,{"$error":"#N/A"},{"$error":"#N/A"},62.570151722248319,{"$error":"#N/A"},{"$error":"#N/A"},{"$error":"#N/A"},{"$error":"#N/A"},{"$error":"#N/A"},{"$error":"#N/A"},{"$error":"#N/A"},null,{"$error":"#N/A"},{"$error":"#N/A"},62.570151722248319,{"$error":"#N/A"},{"$error":"#N/A"}]
["2015-03-04",70,{"$error":"#N/A"},{"$error":"#N/A"},{"$error":"#N/A"},37.600360104455525,{"$error":"#N/A"},{"$error":"#N/A"},{"$error":"#N/A"},{"$error":"#N/A"},{"$error":"#N/A"},{"$error":"#N/A"},null,{"$error":"#N/A"},{"$error":"#N/A"},37.600360104455525,{"$error":"#N/A"},{"$error":"#N/A"}]
["2015-03-04",70,{"$error":"#N/A"},{"$error":"#N/A"},{"$error":"#N/A"},38.078486447249382,{"$error":"#N/A"},{"$error":"#N/A"},{"$error":"#N/A"},{"$error":"#N/A"},{"$error":"#N/A"},{"$error":"#N/A"},null,{"$error":"#N/A"},{"$error":"#N/A"},38.078486447249382,{"$error":"#N/A"},{"$error":"#N/A"}]
["2015-03-05",10.5,84.473945455041601,{"$error":"#N/A"},{"$error":"#N/A"},{"$error":"#N/A"},{"$error":"#N/A"},{"$error":"#N/A"},{"$error":"#N/A"},{"$error":"#N/A"},{"$error":"#N/A"},{"$error":"#N/A"},null,{"$error":"#N/A"},84.473945455041601,{"$error":"#N/A"},{"$error":"#N/A"},{"$error":"#N/A"}]
["2015-03-23",20,68.5817827755411,{"$error":"#N/A"},{"$error":"#N/A"},{"$error":"#N/A"},{"$error":"#N/A"},{"$error":"#N/A"},{"$error":"#N/A"},{"$error":"#N/A"},{"$error":"#N/A"},{"$error":"#N/A"},null,{"$error":"#N/A"},68.5817827755411,{"$error":"#N/A"},{"$error":"#N/A"},{"$error":"#N/A"}]
["2015-03-25",30,{"$error":"#N/A"},47.972421298773916,{"$error":"#N/A"},{"$error":"#N/A"},{"$error":"#N/A"},{"$error":"#N/A"},{"$error":"#N/A"},{"$error":"#N/A"},{"$error":"#N/A"},{"$error":"#N/A"},null,{"$error":"#N/A"},47.972421298773916,{"$error":"#N/A"},{"$error":"#N/A"},{"$error":"#N/A"}]
["2015-04-03",81,{"$error":"#N/A"},{"$error":"#N/A"},47.589476717256638,{"$error":"#N/A"},{"$error":"#N/A"},{"$error":"#N/A"},{"$error":"#N/A"},{"$error":"#N/A"},{"$error":"#N/A"},{"$error":"#N/A"},null,{"$error":"#N/A"},{"$error":"#N/A"},47.589476717256638,{"$error":"#N/A"},{"$error":"#N/A"}]
["2015-04-03",54,45.560600678452055,{"$error":"#N/A"},{"$error":"#N/A"},{"$error":"#N/A"},{"$error":"#N/A"},{"$error":"#N/A"},{"$error":"#N/A"},{"$error":"#N/A"},{"$error":"#N/A"},{"$error":"#N/A"},null,{"$error":"#N/A"},45.560600678452055,{"$error":"#N/A"},{"$error":"#N/A"},{"$error":"#N/A"}]
["2015-04-14",6.8,63.620491705116272,{"$error":"#N/A"},{"$error":"#N/A"},{"$error":"#N/A"},{"$error":"#N/A"},{"$error":"#N/A"},{"$error":"#N/A"},{"$error":"#N/A"},{"$error":"#N/A"},{"$error":"#N/A"},null,{"$error":"#N/A"},63.620491705116272,{"$error":"#N/A"},{"$error":"#N/A"},{"$error":"#N/A"}]
["2015-04-17",20,53.522028756176532,{"$error":"#N/A"},{"$error":"#N/A"},{"$error":"#N/A"},{"$error":"#N/A"},{"$error":"#N/A"},{"$error":"#N/A"},{"$error":"#N/A"},{"$error":"#N/A"},{"$error":"#N/A"},null,{"$error":"#N/A"},53.522028756176532,{"$error":"#N/A"},{"$error":"#N/A"},{"$error":"#N/A"}]
["2015-04-30",50.6,{"$error":"#N/A"},{"$error":"#N/A"},{"$error":"#N/A"},{"$error":"#N/A"},{"$error":"#N/A"},{"$error":"#N/A"},{"$error":"#N/A"},{"$error":"#N/A"},44.900955948506507,{"$error":"#N/A"},null,{"$error":"#N/A"},{"$error":"#N/A"},{"$error":"#N/A"},{"$error":"#N/A"},44.900955948506507]
["2015-04-30",52,{"$error":"#N/A"},{"$error":"#N/A"},{"$error":"#N/A"},{"$error":"#N/A"},{"$error":"#N/A"},{"$error":"#N/A"},{"$error":"#N/A"},{"$error":"#N/A"},59.675860441493803,{"$error":"#N/A"},null,{"$error":"#N/A"},{"$error":"#N/A"},{"$error":"#N/A"},{"$error":"#N/A"},59.675860441493803]
["2015-04-30",80,{"$error":"#N/A"},{"$error":"#N/A"},{"$error":"#N/A"},{"$error":"#N/A"},{"$error":"#N/A"},{"$error":"#N/A"},{"$error":"#N/A"},{"$error":"#N/A"},20.039225130699396,{"$error":"#N/A"},null,{"$error":"#N/A"},{"$error":"#N/A"},{"$error":"#N/A"},{"$error":"#N/A"},20.039225130699396]
["2015-05-27",4.9000000000000004,{"$error":"#N/A"},{"$error":"#N/A"},{"$error":"#N/A"},{"$error":"#N/A"},{"$error":"#N/A"},{"$error":"#N/A"},{"$error":"#N/A"},{"$error":"#N/A"},67.480819887347621,{"$error":"#N/A"},null,{"$error":"#N/A"},{"$error":"#N/A"},{"$error":"#N/A"},{"$error":"#N/A"},67.480819887347621]
["2015-06-01",3.6,{"$error":"#N/A"},{"$error":"#N/A"},{"$error":"#N/A"},74.497768731219793,{"$error":"#N/A"},{"$error":"#N/A"},{"$error":"#N/A"},{"$error":"#N/A"},{"$error":"#N/A"},{"$error":"#N/A"},null,{"$error":"#N/A"},{"$error":"#N/A"},74.497768731219793,{"$error":"#N/A"},{"$error":"#N/A"}]
["2015-06-05",100,{"$error":"#N/A"},42.236972727520801,{"$error":"#N/A"},{"$error":"#N/A"},{"$error":"#N/A"},{"$error":"#N/A"},{"$error":"#N/A"},{"$error":"#N/A"},{"$error":"#N/A"},{"$error":"#N/A"},null,{"$error":"#N/A"},42.236972727520801,{"$error":"#N/A"},{"$error":"#N/A"},{"$error":"#N/A"}]
["2015-06-09",80,{"$error":"#N/A"},{"$error":"#N/A"},{"$error":"#N/A"},{"$error":"#N/A"},{"$error":"#N/A"},67.857313215116363,{"$error":"#N/A"},{"$error":"#N/A"},{"$error":"#N/A"},{"$error":"#N/A"},null,{"$error":"#N/A"},{"$error":"#N/A"},{"$error":"#N/A"},67.857313215116363,{"$error":"#N/A"}]
["2015-06-19",100,{"$error":"#N/A"},44.210579352241361,{"$error":"#N/A"},{"$error":"#N/A"},{"$error":"#N/A"},{"$error":"#N/A"},{"$error":"#N/A"},{"$error":"#N/A"},{"$error":"#N/A"},{"$error":"#N/A"},null,{"$error":"#N/A"},44.210579352241361,{"$error":"#N/A"},{"$error":"#N/A"},{"$error":"#N/A"}]
["2015-06-23",46,{"$error":"#N/A"},48.974276758961736,{"$error":"#N/A"},{"$error":"#N/A"},{"$error":"#N/A"},{"$error":"#N/A"},{"$error":"#N/A"},{"$error":"#N/A"},{"$error":"#N/A"},{"$error":"#N/A"},null,{"$error":"#N/A"},48.974276758961736,{"$error":"#N/A"},{"$error":"#N/A"},{"$error":"#N/A"}]
["2015-06-25",100.815,55.25886895018197,{"$error":"#N/A"},{"$error":"#N/A"},{"$error":"#N/A"},{"$error":"#N/A"},{"$error":"#N/A"},{"$error":"#N/A"},{"$error":"#N/A"},{"$error":"#N/A"},{"$error":"#N/A"},null,{"$error":"#N/A"},55.25886895018197,{"$error":"#N/A"},{"$error":"#N/A"},{"$error":"#N/A"}]
["2015-06-30",7.06,{"$error":"#N/A"},{"$error":"#N/A"},{"$error":"#N/A"},{"$error":"#N/A"},{"$error":"#N/A"},{"$error":"#N/A"},{"$error":"#N/A"},{"$error":"#N/A"},61.367339689343623,{"$error":"#N/A"},null,{"$error":"#N/A"},{"$error":"#N/A"},{"$error":"#N/A"},{"$error":"#N/A"},61.367339689343623]
["2015-07-01",13,{"$error":"#N/A"},{"$error":"#N/A"},{"$error":"#N/A"},{"$error":"#N/A"},{"$error":"#N/A"},{"$error":"#N/A"},{"$error":"#N/A"},{"$error":"#N/A"},64.273654150575126,{"$error":"#N/A"},null,{"$error":"#N/A"},{"$error":"#N/A"},{"$error":"#N/A"},{"$error":"#N/A"},64.273654150575126]
["2015-07-01",20,{"$error":"#N/A"},{"$error":"#N/A"},66.015525265929071,{"$error":"#N/A"},{"$error":"#N/A"},{"$error":"#N/A"},{"$error":"#N/A"},{"$error":"#N/A"},{"$error":"#N/A"},{"$error":"#N/A"},null,{"$error":"#N/A"},{"$error":"#N/A"},66.015525265929071,{"$error":"#N/A"},{"$error":"#N/A"}]
["2015-07-01",27.6,{"$error":"#N/A"},{"$error":"#N/A"},{"$error":"#N/A"},{"$error":"#N/A"},{"$error":"#N/A"},{"$error":"#N/A"},{"$error":"#N/A"},{"$error":"#N/A"},{"$error":"#N/A"},131.15195490949597,null,131.15195490949597,{"$error":"#N/A"},{"$error":"#N/A"},{"$error":"#N/A"},{"$error":"#N/A"}]
["2015-07-15",125,52.51249107623493,{"$error":"#N/A"},{"$error":"#N/A"},{"$error":"#N/A"},{"$error":"#N/A"},{"$error":"#N/A"},{"$error":"#N/A"},{"$error":"#N/A"},{"$error":"#N/A"},{"$error":"#N/A"},null,{"$error":"#N/A"},52.51249107623493,{"$error":"#N/A"},{"$error":"#N/A"},{"$error":"#N/A"}]
["2015-07-16",150,49.147003647309838,{"$error":"#N/A"},{"$error":"#N/A"},{"$error":"#N/A"},{"$error":"#N/A"},{"$error":"#N/A"},{"$error":"#N/A"},{"$error":"#N/A"},{"$error":"#N/A"},{"$error":"#N/A"},null,{"$error":"#N/A"},49.147003647309838,{"$error":"#N/A"},{"$error":"#N/A"},{"$error":"#N/A"}]
["2015-07-16",180,49.547324909535298,{"$error":"#N/A"},{"$error":"#N/A"},{"$error":"#N/A"},{"$error":"#N/A"},{"$error":"#N/A"},{"$error":"#N/A"},{"$error":"#N/A"},{"$error":"#N/A"},{"$error":"#N/A"},null,{"$error":"#N/A"},49.547324909535298,{"$error":"#N/A"},{"$error":"#N/A"},{"$error":"#N/A"}]
["2015-07-21",20,{"$error":"#N/A"},{"$error":"#N/A"},{"$error":"#N/A"},{"$error":"#N/A"},{"$error":"#N/A"},{"$error":"#N/A"},{"$error":"#N/A"},{"$error":"#N/A"},46.123073813870917,{"$error":"#N/A"},null,{"$error":"#N/A"},{"$error":"#N/A"},{"$error":"#N/A"},{"$error":"#N/A"},46.123073813870917]
["2015-08-05",30,{"$error":"#N/A"},45.504166346506416,{"$error":"#N/A"},{"$error":"#N/A"},{"$error":"#N/A"},{"$error":"#N/A"},{"$error":"#N/A"},{"$error":"#N/A"},{"$error":"#N/A"},{"$error":"#N/A"},null,{"$error":"#N/A"},45.504166346506416,{"$error":"#N/A"},{"$error":"#N/A"},{"$error":"#N/A"}]
["2015-08-09",30,{"$error":"#N/A"},41.179285588538299,{"$error":"#N/A"},{"$error":"#N/A"},{"$error":"#N/A"},{"$error":"#N/A"},{"$error":"#N/A"},{"$error":"#N/A"},{"$error":"#N/A"},{"$error":"#N/A"},null,{"$error":"#N/A"},41.179285588538299,{"$error":"#N/A"},{"$error":"#N/A"},{"$error":"#N/A"}]
["2015-08-12",10,50.491546310573234,{"$error":"#N/A"},{"$error":"#N/A"},{"$error":"#N/A"},{"$error":"#N/A"},{"$error":"#N/A"},{"$error":"#N/A"},{"$error":"#N/A"},{"$error":"#N/A"},{"$error":"#N/A"},null,{"$error":"#N/A"},50.491546310573234,{"$error":"#N/A"},{"$error":"#N/A"},{"$error":"#N/A"}]
["2015-08-16",10,50.491546310573206,{"$error":"#N/A"},{"$error":"#N/A"},{"$error":"#N/A"},{"$error":"#N/A"},{"$error":"#N/A"},{"$error":"#N/A"},{"$error":"#N/A"},{"$error":"#N/A"},{"$error":"#N/A"},null,{"$error":"#N/A"},50.491546310573206,{"$error":"#N/A"},{"$error":"#N/A"},{"$error":"#N/A"}]
["2015-08-28",150,{"$error":"#N/A"},51.250325162380186,{"$error":"#N/A"},{"$error":"#N/A"},{"$error":"#N/A"},{"$error":"#N/A"},{"$error":"#N/A"},{"$error":"#N/A"},{"$error":"#N/A"},{"$error":"#N/A"},null,{"$error":"#N/A"},51.250325162380186,{"$error":"#N/A"},{"$error":"#N/A"},{"$error":"#N/A"}]
["2015-09-03",10.88,{"$error":"#N/A"},74.320250951154165,{"$error":"#N/A"},{"$error":"#N/A"},{"$error":"#N/A"},{"$error":"#N/A"},{"$error":"#N/A"},{"$error":"#N/A"},{"$error":"#N/A"},{"$error":"#N/A"},null,{"$error":"#N/A"},74.320250951154165,{"$error":"#N/A"},{"$error":"#N/A"},{"$error":"#N/A"}]
["2015-09-23",52,{"$error":"#N/A"},{"$error":"#N/A"},43.31529270604905,{"$error":"#N/A"},{"$error":"#N/A"},{"$error":"#N/A"},{"$error":"#N/A"},{"$error":"#N/A"},{"$error":"#N/A"},{"$error":"#N/A"},null,{"$error":"#N/A"},{"$error":"#N/A"},43.31529270604905,{"$error":"#N/A"},{"$error":"#N/A"}]
["2015-09-23",52,{"$error":"#N/A"},{"$error":"#N/A"},{"$error":"#N/A"},{"$error":"#N/A"},{"$error":"#N/A"},{"$error":"#N/A"},{"$error":"#N/A"},{"$error":"#N/A"},47.167597195756287,{"$error":"#N/A"},null,{"$error":"#N/A"},{"$error":"#N/A"},{"$error":"#N/A"},{"$error":"#N/A"},47.167597195756287]
["2015-09-24",25,{"$error":"#N/A"},41.329687220628124,{"$error":"#N/A"},{"$error":"#N/A"},{"$error":"#N/A"},{"$error":"#N/A"},{"$error":"#N/A"},{"$error":"#N/A"},{"$error":"#N/A"},{"$error":"#N/A"},null,{"$error":"#N/A"},41.329687220628124,{"$error":"#N/A"},{"$error":"#N/A"},{"$error":"#N/A"}]
["2015-09-28",46.2,{"$error":"#N/A"},19.635836877483836,{"$error":"#N/A"},{"$error":"#N/A"},{"$error":"#N/A"},{"$error":"#N/A"},{"$error":"#N/A"},{"$error":"#N/A"},{"$error":"#N/A"},{"$error":"#N/A"},null,{"$error":"#N/A"},19.635836877483836,{"$error":"#N/A"},{"$error":"#N/A"},{"$error":"#N/A"}]
["2015-09-28",71.400000000000006,{"$error":"#N/A"},19.635836877483836,{"$error":"#N/A"},{"$error":"#N/A"},{"$error":"#N/A"},{"$error":"#N/A"},{"$error":"#N/A"},{"$error":"#N/A"},{"$error":"#N/A"},{"$error":"#N/A"},null,{"$error":"#N/A"},19.635836877483836,{"$error":"#N/A"},{"$error":"#N/A"},{"$error":"#N/A"}]
["2015-10-01",118.5,{"$error":"#N/A"},{"$error":"#N/A"},{"$error":"#N/A"},{"$error":"#N/A"},36.358458750002342,{"$error":"#N/A"},{"$error":"#N/A"},{"$error":"#N/A"},{"$error":"#N/A"},{"$error":"#N/A"},null,{"$error":"#N/A"},{"$error":"#N/A"},36.358458750002342,{"$error":"#N/A"},{"$error":"#N/A"}]
["2015-10-01",170,{"$error":"#N/A"},{"$error":"#N/A"},{"$error":"#N/A"},{"$error":"#N/A"},33.650200695455375,{"$error":"#N/A"},{"$error":"#N/A"},{"$error":"#N/A"},{"$error":"#N/A"},{"$error":"#N/A"},null,{"$error":"#N/A"},{"$error":"#N/A"},33.650200695455375,{"$error":"#N/A"},{"$error":"#N/A"}]
["2015-10-01",146,{"$error":"#N/A"},{"$error":"#N/A"},{"$error":"#N/A"},{"$error":"#N/A"},{"$error":"#N/A"},{"$error":"#N/A"},{"$error":"#N/A"},{"$error":"#N/A"},58.924520432370905,{"$error":"#N/A"},null,{"$error":"#N/A"},{"$error":"#N/A"},{"$error":"#N/A"},{"$error":"#N/A"},58.924520432370905]
["2015-10-08",55,49.352984437048754,{"$error":"#N/A"},{"$error":"#N/A"},{"$error":"#N/A"},{"$error":"#N/A"},{"$error":"#N/A"},{"$error":"#N/A"},{"$error":"#N/A"},{"$error":"#N/A"},{"$error":"#N/A"},null,{"$error":"#N/A"},49.352984437048754,{"$error":"#N/A"},{"$error":"#N/A"},{"$error":"#N/A"}]
["2015-10-09",154.27199999999999,42.70992596829786,{"$error":"#N/A"},{"$error":"#N/A"},{"$error":"#N/A"},{"$error":"#N/A"},{"$error":"#N/A"},{"$error":"#N/A"},{"$error":"#N/A"},{"$error":"#N/A"},{"$error":"#N/A"},null,{"$error":"#N/A"},42.70992596829786,{"$error":"#N/A"},{"$error":"#N/A"},{"$error":"#N/A"}]
["2015-10-09",103.5,38.823467694039735,{"$error":"#N/A"},{"$error":"#N/A"},{"$error":"#N/A"},{"$error":"#N/A"},{"$error":"#N/A"},{"$error":"#N/A"},{"$error":"#N/A"},{"$error":"#N/A"},{"$error":"#N/A"},null,{"$error":"#N/A"},38.823467694039735,{"$error":"#N/A"},{"$error":"#N/A"},{"$error":"#N/A"}]
["2015-10-15",125,43.996304672335192,{"$error":"#N/A"},{"$error":"#N/A"},{"$error":"#N/A"},{"$error":"#N/A"},{"$error":"#N/A"},{"$error":"#N/A"},{"$error":"#N/A"},{"$error":"#N/A"},{"$error":"#N/A"},null,{"$error":"#N/A"},43.996304672335192,{"$error":"#N/A"},{"$error":"#N/A"},{"$error":"#N/A"}]
["2015-11-05",85,51.868838899514131,{"$error":"#N/A"},{"$error":"#N/A"},{"$error":"#N/A"},{"$error":"#N/A"},{"$error":"#N/A"},{"$error":"#N/A"},{"$error":"#N/A"},{"$error":"#N/A"},{"$error":"#N/A"},null,{"$error":"#N/A"},51.868838899514131,{"$error":"#N/A"},{"$error":"#N/A"},{"$error":"#N/A"}]
["2015-11-06",54,44.899738399473193,{"$error":"#N/A"},{"$error":"#N/A"},{"$error":"#N/A"},{"$error":"#N/A"},{"$error":"#N/A"},{"$error":"#N/A"},{"$error":"#N/A"},{"$error":"#N/A"},{"$error":"#N/A"},null,{"$error":"#N/A"},44.899738399473193,{"$error":"#N/A"},{"$error":"#N/A"},{"$error":"#N/A"}]
["2015-11-09",72,{"$error":"#N/A"},{"$error":"#N/A"},{"$error":"#N/A"},{"$error":"#N/A"},{"$error":"#N/A"},{"$error":"#N/A"},{"$error":"#N/A"},{"$error":"#N/A"},38.447863615684795,{"$error":"#N/A"},null,{"$error":"#N/A"},{"$error":"#N/A"},{"$error":"#N/A"},{"$error":"#N/A"},38.447863615684795]
["2015-11-10",30,{"$error":"#N/A"},{"$error":"#N/A"},{"$error":"#N/A"},{"$error":"#N/A"},44.073362846108651,{"$error":"#N/A"},{"$error":"#N/A"},{"$error":"#N/A"},{"$error":"#N/A"},{"$error":"#N/A"},null,{"$error":"#N/A"},{"$error":"#N/A"},44.073362846108651,{"$error":"#N/A"},{"$error":"#N/A"}]
["2015-11-20",86,{"$error":"#N/A"},44.000880241765287,{"$error":"#N/A"},{"$error":"#N/A"},{"$error":"#N/A"},{"$error":"#N/A"},{"$error":"#N/A"},{"$error":"#N/A"},{"$error":"#N/A"},{"$error":"#N/A"},null,{"$error":"#N/A"},44.000880241765287,{"$error":"#N/A"},{"$error":"#N/A"},{"$error":"#N/A"}]
["2015-11-30",50,{"$error":"#N/A"},46.326412298594533,{"$error":"#N/A"},{"$error":"#N/A"},{"$error":"#N/A"},{"$error":"#N/A"},{"$error":"#N/A"},{"$error":"#N/A"},{"$error":"#N/A"},{"$error":"#N/A"},null,{"$error":"#N/A"},46.326412298594533,{"$error":"#N/A"},{"$error":"#N/A"},{"$error":"#N/A"}]
["2015-12-17",90,{"$error":"#N/A"},41.616315253005276,{"$error":"#N/A"},{"$error":"#N/A"},{"$error":"#N/A"},{"$error":"#N/A"},{"$error":"#N/A"},{"$error":"#N/A"},{"$error":"#N/A"},{"$error":"#N/A"},null,{"$error":"#N/A"},41.616315253005276,{"$error":"#N/A"},{"$error":"#N/A"},{"$error":"#N/A"}]
["2015-12-18",20,52.924011922843313,{"$error":"#N/A"},{"$error":"#N/A"},{"$error":"#N/A"},{"$error":"#N/A"},{"$error":"#N/A"},{"$error":"#N/A"},{"$error":"#N/A"},{"$error":"#N/A"},{"$error":"#N/A"},null,{"$error":"#N/A"},52.924011922843313,{"$error":"#N/A"},{"$error":"#N/A"},{"$error":"#N/A"}]
["2015-12-18",20,52.908337307708216,{"$error":"#N/A"},{"$error":"#N/A"},{"$error":"#N/A"},{"$error":"#N/A"},{"$error":"#N/A"},{"$error":"#N/A"},{"$error":"#N/A"},{"$error":"#N/A"},{"$error":"#N/A"},null,{"$error":"#N/A"},52.908337307708216,{"$error":"#N/A"},{"$error":"#N/A"},{"$error":"#N/A"}]
["2015-12-18",20,52.993916144085951,{"$error":"#N/A"},{"$error":"#N/A"},{"$error":"#N/A"},{"$error":"#N/A"},{"$error":"#N/A"},{"$error":"#N/A"},{"$error":"#N/A"},{"$error":"#N/A"},{"$error":"#N/A"},null,{"$error":"#N/A"},52.993916144085951,{"$error":"#N/A"},{"$error":"#N/A"},{"$error":"#N/A"}]
["2015-12-18",20,51.186383857176835,{"$error":"#N/A"},{"$error":"#N/A"},{"$error":"#N/A"},{"$error":"#N/A"},{"$error":"#N/A"},{"$error":"#N/A"},{"$error":"#N/A"},{"$error":"#N/A"},{"$error":"#N/A"},null,{"$error":"#N/A"},51.186383857176835,{"$error":"#N/A"},{"$error":"#N/A"},{"$error":"#N/A"}]
["2016-01-06",26,29.007106290254555,{"$error":"#N/A"},{"$error":"#N/A"},{"$error":"#N/A"},{"$error":"#N/A"},{"$error":"#N/A"},{"$error":"#N/A"},{"$error":"#N/A"},{"$error":"#N/A"},{"$error":"#N/A"},null,{"$error":"#N/A"},29.007106290254555,{"$error":"#N/A"},{"$error":"#N/A"},{"$error":"#N/A"}]
["2016-04-12",8.16,{"$error":"#N/A"},{"$error":"#N/A"},{"$error":"#N/A"},{"$error":"#N/A"},{"$error":"#N/A"},{"$error":"#N/A"},{"$error":"#N/A"},{"$error":"#N/A"},48.622447509613174,{"$error":"#N/A"},null,{"$error":"#N/A"},{"$error":"#N/A"},{"$error":"#N/A"},{"$error":"#N/A"},48.622447509613174]
["2016-04-12",20.399999999999999,{"$error":"#N/A"},{"$error":"#N/A"},{"$error":"#N/A"},{"$error":"#N/A"},{"$error":"#N/A"},{"$error":"#N/A"},{"$error":"#N/A"},{"$error":"#N/A"},45.817306307135496,{"$error":"#N/A"},null,{"$error":"#N/A"},{"$error":"#N/A"},{"$error":"#N/A"},{"$error":"#N/A"},45.817306307135496]
["2016-05-19",100,{"$error":"#N/A"},34.613636155274605,{"$error":"#N/A"},{"$error":"#N/A"},{"$error":"#N/A"},{"$error":"#N/A"},{"$error":"#N/A"},{"$error":"#N/A"},{"$error":"#N/A"},{"$error":"#N/A"},null,{"$error":"#N/A"},34.613636155274605,{"$error":"#N/A"},{"$error":"#N/A"},{"$error":"#N/A"}]
["2016-08-04",20,41.410389844235752,{"$error":"#N/A"},{"$error":"#N/A"},{"$error":"#N/A"},{"$error":"#N/A"},{"$error":"#N/A"},{"$error":"#N/A"},{"$error":"#N/A"},{"$error":"#N/A"},{"$error":"#N/A"},null,{"$error":"#N/A"},41.410389844235752,{"$error":"#N/A"},{"$error":"#N/A"},{"$error":"#N/A"}]
["2016-08-26",60,{"$error":"#N/A"},{"$error":"#N/A"},{"$error":"#N/A"},{"$error":"#N/A"},{"$error":"#N/A"},51.890923121516721,{"$error":"#N/A"},{"$error":"#N/A"},{"$error":"#N/A"},{"$error":"#N/A"},null,{"$error":"#N/A"},{"$error":"#N/A"},{"$error":"#N/A"},51.890923121516721,{"$error":"#N/A"}]
["2016-08-29",20,{"$error":"#N/A"},{"$error":"#N/A"},{"$error":"#N/A"},{"$error":"#N/A"},{"$error":"#N/A"},43.122574681558561,{"$error":"#N/A"},{"$error":"#N/A"},{"$error":"#N/A"},{"$error":"#N/A"},null,{"$error":"#N/A"},{"$error":"#N/A"},{"$error":"#N/A"},43.122574681558561,{"$error":"#N/A"}]
["2016-09-15",100,41.974889313323182,{"$error":"#N/A"},{"$error":"#N/A"},{"$error":"#N/A"},{"$error":"#N/A"},{"$error":"#N/A"},{"$error":"#N/A"},{"$error":"#N/A"},{"$error":"#N/A"},{"$error":"#N/A"},null,{"$error":"#N/A"},41.974889313323182,{"$error":"#N/A"},{"$error":"#N/A"},{"$error":"#N/A"}]
["2016-09-20",100,{"$error":"#N/A"},{"$error":"#N/A"},{"$error":"#N/A"},{"$error":"#N/A"},{"$error":"#N/A"},42.230974433758092,{"$error":"#N/A"},{"$error":"#N/A"},{"$error":"#N/A"},{"$error":"#N/A"},null,{"$error":"#N/A"},{"$error":"#N/A"},{"$error":"#N/A"},42.230974433758092,{"$error":"#N/A"}]
["2016-09-22",24.9,{"$error":"#N/A"},{"$error":"#N/A"},{"$error":"#N/A"},{"$error":"#N/A"},{"$error":"#N/A"},{"$error":"#N/A"},149.39121602712225,{"$error":"#N/A"},{"$error":"#N/A"},{"$error":"#N/A"},null,{"$error":"#N/A"},{"$error":"#N/A"},{"$error":"#N/A"},149.39121602712225,{"$error":"#N/A"}]
["2016-11-18",150,{"$error":"#N/A"},{"$error":"#N/A"},{"$error":"#N/A"},{"$error":"#N/A"},34.377918243669868,{"$error":"#N/A"},{"$error":"#N/A"},{"$error":"#N/A"},{"$error":"#N/A"},{"$error":"#N/A"},null,{"$error":"#N/A"},{"$error":"#N/A"},34.377918243669868,{"$error":"#N/A"},{"$error":"#N/A"}]
["2016-11-18",80,34.262340846931075,{"$error":"#N/A"},{"$error":"#N/A"},{"$error":"#N/A"},{"$error":"#N/A"},{"$error":"#N/A"},{"$error":"#N/A"},{"$error":"#N/A"},{"$error":"#N/A"},{"$error":"#N/A"},null,{"$error":"#N/A"},34.262340846931075,{"$error":"#N/A"},{"$error":"#N/A"},{"$error":"#N/A"}]
["2016-12-13",7.8,{"$error":"#N/A"},41.115283755007134,{"$error":"#N/A"},{"$error":"#N/A"},{"$error":"#N/A"},{"$error":"#N/A"},{"$error":"#N/A"},{"$error":"#N/A"},{"$error":"#N/A"},{"$error":"#N/A"},null,{"$error":"#N/A"},41.115283755007134,{"$error":"#N/A"},{"$error":"#N/A"},{"$error":"#N/A"}]
["2016-12-15",200,{"$error":"#N/A"},31.721528868396696,{"$error":"#N/A"},{"$error":"#N/A"},{"$error":"#N/A"},{"$error":"#N/A"},{"$error":"#N/A"},{"$error":"#N/A"},{"$error":"#N/A"},{"$error":"#N/A"},null,{"$error":"#N/A"},31.721528868396696,{"$error":"#N/A"},{"$error":"#N/A"},{"$error":"#N/A"}]
["2017-01-03",7.2,{"$error":"#N/A"},{"$error":"#N/A"},{"$error":"#N/A"},{"$error":"#N/A"},{"$error":"#N/A"},{"$error":"#N/A"},{"$error":"#N/A"},{"$error":"#N/A"},51.93509526948268,{"$error":"#N/A"},null,{"$error":"#N/A"},{"$error":"#N/A"},{"$error":"#N/A"},{"$error":"#N/A"},51.93509526948268]
["2017-01-12",14.7,{"$error":"#N/A"},{"$error":"#N/A"},{"$error":"#N/A"},{"$error":"#N/A"},{"$error":"#N/A"},{"$error":"#N/A"},{"$error":"#N/A"},{"$error":"#N/A"},{"$error":"#N/A"},98.584162792772133,null,98.584162792772133,{"$error":"#N/A"},{"$error":"#N/A"},{"$error":"#N/A"},{"$error":"#N/A"}]
["2017-01-12",45.9,{"$error":"#N/A"},{"$error":"#N/A"},{"$error":"#N/A"},{"$error":"#N/A"},{"$error":"#N/A"},{"$error":"#N/A"},{"$error":"#N/A"},{"$error":"#N/A"},{"$error":"#N/A"},90.209651199347334,null,90.209651199347334,{"$error":"#N/A"},{"$error":"#N/A"},{"$error":"#N/A"},{"$error":"#N/A"}]
["2017-01-12",100,{"$error":"#N/A"},{"$error":"#N/A"},36.806740035978478,{"$error":"#N/A"},{"$error":"#N/A"},{"$error":"#N/A"},{"$error":"#N/A"},{"$error":"#N/A"},{"$error":"#N/A"},{"$error":"#N/A"},null,{"$error":"#N/A"},{"$error":"#N/A"},36.806740035978478,{"$error":"#N/A"},{"$error":"#N/A"}]
["2017-01-17",60,39.335675964872415,{"$error":"#N/A"},{"$error":"#N/A"},{"$error":"#N/A"},{"$error":"#N/A"},{"$error":"#N/A"},{"$error":"#N/A"},{"$error":"#N/A"},{"$error":"#N/A"},{"$error":"#N/A"},null,{"$error":"#N/A"},39.335675964872415,{"$error":"#N/A"},{"$error":"#N/A"},{"$error":"#N/A"}]
["2017-01-31",20,{"$error":"#N/A"},{"$error":"#N/A"},{"$error":"#N/A"},{"$error":"#N/A"},36.709438470571335,{"$error":"#N/A"},{"$error":"#N/A"},{"$error":"#N/A"},{"$error":"#N/A"},{"$error":"#N/A"},null,{"$error":"#N/A"},{"$error":"#N/A"},36.709438470571335,{"$error":"#N/A"},{"$error":"#N/A"}]
["2017-03-23",17,32.630800806601009,{"$error":"#N/A"},{"$error":"#N/A"},{"$error":"#N/A"},{"$error":"#N/A"},{"$error":"#N/A"},{"$error":"#N/A"},{"$error":"#N/A"},{"$error":"#N/A"},{"$error":"#N/A"},null,{"$error":"#N/A"},32.630800806601009,{"$error":"#N/A"},{"$error":"#N/A"},{"$error":"#N/A"}]
["2017-03-31",49,{"$error":"#N/A"},{"$error":"#N/A"},{"$error":"#N/A"},{"$error":"#N/A"},{"$error":"#N/A"},{"$error":"#N/A"},{"$error":"#N/A"},{"$error":"#N/A"},{"$error":"#N/A"},94.980270806747214,null,94.980270806747214,{"$error":"#N/A"},{"$error":"#N/A"},{"$error":"#N/A"},{"$error":"#N/A"}]
["2017-04-01",56,{"$error":"#N/A"},52.46751883227703,{"$error":"#N/A"},{"$error":"#N/A"},{"$error":"#N/A"},{"$error":"#N/A"},{"$error":"#N/A"},{"$error":"#N/A"},{"$error":"#N/A"},{"$error":"#N/A"},null,{"$error":"#N/A"},52.46751883227703,{"$error":"#N/A"},{"$error":"#N/A"},{"$error":"#N/A"}]
["2017-04-18",74.900000000000006,{"$error":"#N/A"},{"$error":"#N/A"},{"$error":"#N/A"},{"$error":"#N/A"},{"$error":"#N/A"},{"$error":"#N/A"},{"$error":"#N/A"},{"$error":"#N/A"},31.503786253632665,{"$error":"#N/A"},null,{"$error":"#N/A"},{"$error":"#N/A"},{"$error":"#N/A"},{"$error":"#N/A"},31.503786253632665]
["2017-05-22",130,{"$error":"#N/A"},21.486127300346524,{"$error":"#N/A"},{"$error":"#N/A"},{"$error":"#N/A"},{"$error":"#N/A"},{"$error":"#N/A"},{"$error":"#N/A"},{"$error":"#N/A"},{"$error":"#N/A"},null,{"$error":"#N/A"},21.486127300346524,{"$error":"#N/A"},{"$error":"#N/A"},{"$error":"#N/A"}]
["2017-05-25",78.400000000000006,{"$error":"#N/A"},{"$error":"#N/A"},{"$error":"#N/A"},{"$error":"#N/A"},{"$error":"#N/A"},{"$error":"#N/A"},{"$error":"#N/A"},72.731037051712477,{"$error":"#N/A"},{"$error":"#N/A"},null,{"$error":"#N/A"},{"$error":"#N/A"},{"$error":"#N/A"},72.731037051712477,{"$error":"#N/A"}]
["2017-05-25",49.36,{"$error":"#N/A"},{"$error":"#N/A"},{"$error":"#N/A"},{"$error":"#N/A"},{"$error":"#N/A"},{"$error":"#N/A"},{"$error":"#N/A"},67.673722748764902,{"$error":"#N/A"},{"$error":"#N/A"},null,{"$error":"#N/A"},{"$error":"#N/A"},{"$error":"#N/A"},67.673722748764902,{"$error":"#N/A"}]
["2017-05-26",52.5,{"$error":"#N/A"},{"$error":"#N/A"},{"$error":"#N/A"},{"$error":"#N/A"},{"$error":"#N/A"},{"$error":"#N/A"},{"$error":"#N/A"},{"$error":"#N/A"},37.61994911240707,{"$error":"#N/A"},null,{"$error":"#N/A"},{"$error":"#N/A"},{"$error":"#N/A"},{"$error":"#N/A"},37.61994911240707]
["2017-06-01",40,{"$error":"#N/A"},{"$error":"#N/A"},{"$error":"#N/A"},{"$error":"#N/A"},{"$error":"#N/A"},{"$error":"#N/A"},{"$error":"#N/A"},{"$error":"#N/A"},28.027150930444201,{"$error":"#N/A"},null,{"$error":"#N/A"},{"$error":"#N/A"},{"$error":"#N/A"},{"$error":"#N/A"},28.027150930444201]
["2017-06-01",86,{"$error":"#N/A"},{"$error":"#N/A"},{"$error":"#N/A"},{"$error":"#N/A"},{"$error":"#N/A"},{"$error":"#N/A"},{"$error":"#N/A"},{"$error":"#N/A"},27.364423788099774,{"$error":"#N/A"},null,{"$error":"#N/A"},{"$error":"#N/A"},{"$error":"#N/A"},{"$error":"#N/A"},27.364423788099774]
["2017-06-01",74,{"$error":"#N/A"},{"$error":"#N/A"},{"$error":"#N/A"},{"$error":"#N/A"},{"$error":"#N/A"},{"$error":"#N/A"},{"$error":"#N/A"},{"$error":"#N/A"},27.364423788099774,{"$error":"#N/A"},null,{"$error":"#N/A"},{"$error":"#N/A"},{"$error":"#N/A"},{"$error":"#N/A"},27.364423788099774]
["2017-06-07",50,{"$error":"#N/A"},29.783408289856403,{"$error":"#N/A"},{"$error":"#N/A"},{"$error":"#N/A"},{"$error":"#N/A"},{"$error":"#N/A"},{"$error":"#N/A"},{"$error":"#N/A"},{"$error":"#N/A"},null,{"$error":"#N/A"},29.783408289856403,{"$error":"#N/A"},{"$error":"#N/A"},{"$error":"#N/A"}]
["2017-06-19",100,{"$error":"#N/A"},{"$error":"#N/A"},28.09107309395689,{"$error":"#N/A"},{"$error":"#N/A"},{"$error":"#N/A"},{"$error":"#N/A"},{"$error":"#N/A"},{"$error":"#N/A"},{"$error":"#N/A"},null,{"$error":"#N/A"},{"$error":"#N/A"},28.09107309395689,{"$error":"#N/A"},{"$error":"#N/A"}]
["2017-06-20",19.59,{"$error":"#N/A"},{"$error":"#N/A"},{"$error":"#N/A"},{"$error":"#N/A"},{"$error":"#N/A"},{"$error":"#N/A"},{"$error":"#N/A"},89.394088504753057,{"$error":"#N/A"},{"$error":"#N/A"},null,{"$error":"#N/A"},{"$error":"#N/A"},{"$error":"#N/A"},89.394088504753057,{"$error":"#N/A"}]
["2017-06-20",19.579999999999998,{"$error":"#N/A"},{"$error":"#N/A"},{"$error":"#N/A"},{"$error":"#N/A"},{"$error":"#N/A"},{"$error":"#N/A"},{"$error":"#N/A"},81.902776550278489,{"$error":"#N/A"},{"$error":"#N/A"},null,{"$error":"#N/A"},{"$error":"#N/A"},{"$error":"#N/A"},81.902776550278489,{"$error":"#N/A"}]
["2017-06-20",19.579999999999998,{"$error":"#N/A"},{"$error":"#N/A"},{"$error":"#N/A"},{"$error":"#N/A"},{"$error":"#N/A"},{"$error":"#N/A"},{"$error":"#N/A"},81.362758243353582,{"$error":"#N/A"},{"$error":"#N/A"},null,{"$error":"#N/A"},{"$error":"#N/A"},{"$error":"#N/A"},81.362758243353582,{"$error":"#N/A"}]
["2017-06-20",19.600000000000001,{"$error":"#N/A"},{"$error":"#N/A"},{"$error":"#N/A"},{"$error":"#N/A"},{"$error":"#N/A"},{"$error":"#N/A"},{"$error":"#N/A"},82.731630352736104,{"$error":"#N/A"},{"$error":"#N/A"},null,{"$error":"#N/A"},{"$error":"#N/A"},{"$error":"#N/A"},82.731630352736104,{"$error":"#N/A"}]
["2017-06-26",5,{"$error":"#N/A"},{"$error":"#N/A"},{"$error":"#N/A"},{"$error":"#N/A"},{"$error":"#N/A"},{"$error":"#N/A"},{"$error":"#N/A"},{"$error":"#N/A"},48.620671548962846,{"$error":"#N/A"},null,{"$error":"#N/A"},{"$error":"#N/A"},{"$error":"#N/A"},{"$error":"#N/A"},48.620671548962846]
["2017-07-28",8.4,{"$error":"#N/A"},{"$error":"#N/A"},{"$error":"#N/A"},{"$error":"#N/A"},{"$error":"#N/A"},82.931245912713933,{"$error":"#N/A"},{"$error":"#N/A"},{"$error":"#N/A"},{"$error":"#N/A"},null,{"$error":"#N/A"},{"$error":"#N/A"},{"$error":"#N/A"},82.931245912713933,{"$error":"#N/A"}]
["2017-07-28",8.4,{"$error":"#N/A"},{"$error":"#N/A"},{"$error":"#N/A"},{"$error":"#N/A"},{"$error":"#N/A"},82.475629296527899,{"$error":"#N/A"},{"$error":"#N/A"},{"$error":"#N/A"},{"$error":"#N/A"},null,{"$error":"#N/A"},{"$error":"#N/A"},{"$error":"#N/A"},82.475629296527899,{"$error":"#N/A"}]
["2017-08-08",252.32,48.274171774799626,{"$error":"#N/A"},{"$error":"#N/A"},{"$error":"#N/A"},{"$error":"#N/A"},{"$error":"#N/A"},{"$error":"#N/A"},{"$error":"#N/A"},{"$error":"#N/A"},{"$error":"#N/A"},null,{"$error":"#N/A"},48.274171774799626,{"$error":"#N/A"},{"$error":"#N/A"},{"$error":"#N/A"}]
["2017-08-25",100,27.744109812953617,{"$error":"#N/A"},{"$error":"#N/A"},{"$error":"#N/A"},{"$error":"#N/A"},{"$error":"#N/A"},{"$error":"#N/A"},{"$error":"#N/A"},{"$error":"#N/A"},{"$error":"#N/A"},null,{"$error":"#N/A"},27.744109812953617,{"$error":"#N/A"},{"$error":"#N/A"},{"$error":"#N/A"}]
["2017-09-23",200,29.77540657600499,{"$error":"#N/A"},{"$error":"#N/A"},{"$error":"#N/A"},{"$error":"#N/A"},{"$error":"#N/A"},{"$error":"#N/A"},{"$error":"#N/A"},{"$error":"#N/A"},{"$error":"#N/A"},null,{"$error":"#N/A"},29.77540657600499,{"$error":"#N/A"},{"$error":"#N/A"},{"$error":"#N/A"}]
["2017-09-26",62.5,28.631435989791978,{"$error":"#N/A"},{"$error":"#N/A"},{"$error":"#N/A"},{"$error":"#N/A"},{"$error":"#N/A"},{"$error":"#N/A"},{"$error":"#N/A"},{"$error":"#N/A"},{"$error":"#N/A"},null,{"$error":"#N/A"},28.631435989791978,{"$error":"#N/A"},{"$error":"#N/A"},{"$error":"#N/A"}]
["2017-09-26",50,28.112689925687032,{"$error":"#N/A"},{"$error":"#N/A"},{"$error":"#N/A"},{"$error":"#N/A"},{"$error":"#N/A"},{"$error":"#N/A"},{"$error":"#N/A"},{"$error":"#N/A"},{"$error":"#N/A"},null,{"$error":"#N/A"},28.112689925687032,{"$error":"#N/A"},{"$error":"#N/A"},{"$error":"#N/A"}]
["2017-10-06",25,{"$error":"#N/A"},27.605696311870158,{"$error":"#N/A"},{"$error":"#N/A"},{"$error":"#N/A"},{"$error":"#N/A"},{"$error":"#N/A"},{"$error":"#N/A"},{"$error":"#N/A"},{"$error":"#N/A"},null,{"$error":"#N/A"},27.605696311870158,{"$error":"#N/A"},{"$error":"#N/A"},{"$error":"#N/A"}]
["2017-10-06",25,{"$error":"#N/A"},27.605696311870158,{"$error":"#N/A"},{"$error":"#N/A"},{"$error":"#N/A"},{"$error":"#N/A"},{"$error":"#N/A"},{"$error":"#N/A"},{"$error":"#N/A"},{"$error":"#N/A"},null,{"$error":"#N/A"},27.605696311870158,{"$error":"#N/A"},{"$error":"#N/A"},{"$error":"#N/A"}]
["2017-10-30",50,{"$error":"#N/A"},30.115007167893602,{"$error":"#N/A"},{"$error":"#N/A"},{"$error":"#N/A"},{"$error":"#N/A"},{"$error":"#N/A"},{"$error":"#N/A"},{"$error":"#N/A"},{"$error":"#N/A"},null,{"$error":"#N/A"},30.115007167893602,{"$error":"#N/A"},{"$error":"#N/A"},{"$error":"#N/A"}]
["2017-11-13",150,{"$error":"#N/A"},{"$error":"#N/A"},{"$error":"#N/A"},{"$error":"#N/A"},{"$error":"#N/A"},{"$error":"#N/A"},{"$error":"#N/A"},{"$error":"#N/A"},26.356096208443319,{"$error":"#N/A"},null,{"$error":"#N/A"},{"$error":"#N/A"},{"$error":"#N/A"},{"$error":"#N/A"},26.356096208443319]
["2017-11-13",200,{"$error":"#N/A"},{"$error":"#N/A"},{"$error":"#N/A"},{"$error":"#N/A"},{"$error":"#N/A"},{"$error":"#N/A"},{"$error":"#N/A"},{"$error":"#N/A"},24.99544652873,{"$error":"#N/A"},null,{"$error":"#N/A"},{"$error":"#N/A"},{"$error":"#N/A"},{"$error":"#N/A"},24.99544652873]
["2017-12-08",45,19.402776171925069,{"$error":"#N/A"},{"$error":"#N/A"},{"$error":"#N/A"},{"$error":"#N/A"},{"$error":"#N/A"},{"$error":"#N/A"},{"$error":"#N/A"},{"$error":"#N/A"},{"$error":"#N/A"},null,{"$error":"#N/A"},19.402776171925069,{"$error":"#N/A"},{"$error":"#N/A"},{"$error":"#N/A"}]
["2017-12-14",150,{"$error":"#N/A"},{"$error":"#N/A"},{"$error":"#N/A"},{"$error":"#N/A"},20.034992957548919,{"$error":"#N/A"},{"$error":"#N/A"},{"$error":"#N/A"},{"$error":"#N/A"},{"$error":"#N/A"},null,{"$error":"#N/A"},{"$error":"#N/A"},20.034992957548919,{"$error":"#N/A"},{"$error":"#N/A"}]
["2017-12-15",50,{"$error":"#N/A"},{"$error":"#N/A"},{"$error":"#N/A"},{"$error":"#N/A"},{"$error":"#N/A"},{"$error":"#N/A"},{"$error":"#N/A"},{"$error":"#N/A"},34.825302763501654,{"$error":"#N/A"},null,{"$error":"#N/A"},{"$error":"#N/A"},{"$error":"#N/A"},{"$error":"#N/A"},34.825302763501654]
["2018-01-05",50,{"$error":"#N/A"},23.657046969037864,{"$error":"#N/A"},{"$error":"#N/A"},{"$error":"#N/A"},{"$error":"#N/A"},{"$error":"#N/A"},{"$error":"#N/A"},{"$error":"#N/A"},{"$error":"#N/A"},null,{"$error":"#N/A"},23.657046969037864,{"$error":"#N/A"},{"$error":"#N/A"},{"$error":"#N/A"}]
["2018-01-09",30,{"$error":"#N/A"},27.883128127433324,{"$error":"#N/A"},{"$error":"#N/A"},{"$error":"#N/A"},{"$error":"#N/A"},{"$error":"#N/A"},{"$error":"#N/A"},{"$error":"#N/A"},{"$error":"#N/A"},null,{"$error":"#N/A"},27.883128127433324,{"$error":"#N/A"},{"$error":"#N/A"},{"$error":"#N/A"}]
["2018-01-26",100,{"$error":"#N/A"},24.265904508323462,{"$error":"#N/A"},{"$error":"#N/A"},{"$error":"#N/A"},{"$error":"#N/A"},{"$error":"#N/A"},{"$error":"#N/A"},{"$error":"#N/A"},{"$error":"#N/A"},null,{"$error":"#N/A"},24.265904508323462,{"$error":"#N/A"},{"$error":"#N/A"},{"$error":"#N/A"}]
["2018-01-29",57.5,{"$error":"#N/A"},{"$error":"#N/A"},{"$error":"#N/A"},{"$error":"#N/A"},{"$error":"#N/A"},{"$error":"#N/A"},{"$error":"#N/A"},{"$error":"#N/A"},23.726985201973193,{"$error":"#N/A"},null,{"$error":"#N/A"},{"$error":"#N/A"},{"$error":"#N/A"},{"$error":"#N/A"},23.726985201973193]
["2018-01-29",120,{"$error":"#N/A"},{"$error":"#N/A"},{"$error":"#N/A"},{"$error":"#N/A"},{"$error":"#N/A"},{"$error":"#N/A"},{"$error":"#N/A"},{"$error":"#N/A"},26.224093717129382,{"$error":"#N/A"},null,{"$error":"#N/A"},{"$error":"#N/A"},{"$error":"#N/A"},{"$error":"#N/A"},26.224093717129382]
["2018-02-01",10,{"$error":"#N/A"},{"$error":"#N/A"},36.720489771128442,{"$error":"#N/A"},{"$error":"#N/A"},{"$error":"#N/A"},{"$error":"#N/A"},{"$error":"#N/A"},{"$error":"#N/A"},{"$error":"#N/A"},null,{"$error":"#N/A"},{"$error":"#N/A"},36.720489771128442,{"$error":"#N/A"},{"$error":"#N/A"}]
["2018-02-21",106.688,45.658566229768297,{"$error":"#N/A"},{"$error":"#N/A"},{"$error":"#N/A"},{"$error":"#N/A"},{"$error":"#N/A"},{"$error":"#N/A"},{"$error":"#N/A"},{"$error":"#N/A"},{"$error":"#N/A"},null,{"$error":"#N/A"},45.658566229768297,{"$error":"#N/A"},{"$error":"#N/A"},{"$error":"#N/A"}]
["2018-04-16",6.3,{"$error":"#N/A"},{"$error":"#N/A"},{"$error":"#N/A"},{"$error":"#N/A"},{"$error":"#N/A"},{"$error":"#N/A"},158.50168077348471,{"$error":"#N/A"},{"$error":"#N/A"},{"$error":"#N/A"},null,{"$error":"#N/A"},{"$error":"#N/A"},{"$error":"#N/A"},158.50168077348471,{"$error":"#N/A"}]
["2018-05-07",100,30.278881526719669,{"$error":"#N/A"},{"$error":"#N/A"},{"$error":"#N/A"},{"$error":"#N/A"},{"$error":"#N/A"},{"$error":"#N/A"},{"$error":"#N/A"},{"$error":"#N/A"},{"$error":"#N/A"},null,{"$error":"#N/A"},30.278881526719669,{"$error":"#N/A"},{"$error":"#N/A"},{"$error":"#N/A"}]
["2018-05-16",74.5,{"$error":"#N/A"},{"$error":"#N/A"},{"$error":"#N/A"},{"$error":"#N/A"},{"$error":"#N/A"},{"$error":"#N/A"},{"$error":"#N/A"},{"$error":"#N/A"},29.678590740789925,{"$error":"#N/A"},null,{"$error":"#N/A"},{"$error":"#N/A"},{"$error":"#N/A"},{"$error":"#N/A"},29.678590740789925]
["2018-05-16",74.5,{"$error":"#N/A"},{"$error":"#N/A"},{"$error":"#N/A"},{"$error":"#N/A"},{"$error":"#N/A"},{"$error":"#N/A"},{"$error":"#N/A"},{"$error":"#N/A"},29.678590740789925,{"$error":"#N/A"},null,{"$error":"#N/A"},{"$error":"#N/A"},{"$error":"#N/A"},{"$error":"#N/A"},29.678590740789925]
["2018-05-30",300,{"$error":"#N/A"},18.748880453113397,{"$error":"#N/A"},{"$error":"#N/A"},{"$error":"#N/A"},{"$error":"#N/A"},{"$error":"#N/A"},{"$error":"#N/A"},{"$error":"#N/A"},{"$error":"#N/A"},null,{"$error":"#N/A"},18.748880453113397,{"$error":"#N/A"},{"$error":"#N/A"},{"$error":"#N/A"}]
["2018-05-30",250,{"$error":"#N/A"},21.49566994362544,{"$error":"#N/A"},{"$error":"#N/A"},{"$error":"#N/A"},{"$error":"#N/A"},{"$error":"#N/A"},{"$error":"#N/A"},{"$error":"#N/A"},{"$error":"#N/A"},null,{"$error":"#N/A"},21.49566994362544,{"$error":"#N/A"},{"$error":"#N/A"},{"$error":"#N/A"}]
["2018-05-30",50,{"$error":"#N/A"},24.126732829292372,{"$error":"#N/A"},{"$error":"#N/A"},{"$error":"#N/A"},{"$error":"#N/A"},{"$error":"#N/A"},{"$error":"#N/A"},{"$error":"#N/A"},{"$error":"#N/A"},null,{"$error":"#N/A"},24.126732829292372,{"$error":"#N/A"},{"$error":"#N/A"},{"$error":"#N/A"}]
["2018-05-30",101,{"$error":"#N/A"},20.910998821864688,{"$error":"#N/A"},{"$error":"#N/A"},{"$error":"#N/A"},{"$error":"#N/A"},{"$error":"#N/A"},{"$error":"#N/A"},{"$error":"#N/A"},{"$error":"#N/A"},null,{"$error":"#N/A"},20.910998821864688,{"$error":"#N/A"},{"$error":"#N/A"},{"$error":"#N/A"}]
["2018-05-30",200,{"$error":"#N/A"},20.918889764816331,{"$error":"#N/A"},{"$error":"#N/A"},{"$error":"#N/A"},{"$error":"#N/A"},{"$error":"#N/A"},{"$error":"#N/A"},{"$error":"#N/A"},{"$error":"#N/A"},null,{"$error":"#N/A"},20.918889764816331,{"$error":"#N/A"},{"$error":"#N/A"},{"$error":"#N/A"}]
["2018-05-30",100,{"$error":"#N/A"},23.641265083134559,{"$error":"#N/A"},{"$error":"#N/A"},{"$error":"#N/A"},{"$error":"#N/A"},{"$error":"#N/A"},{"$error":"#N/A"},{"$error":"#N/A"},{"$error":"#N/A"},null,{"$error":"#N/A"},23.641265083134559,{"$error":"#N/A"},{"$error":"#N/A"},{"$error":"#N/A"}]
["2018-05-31",80,{"$error":"#N/A"},{"$error":"#N/A"},{"$error":"#N/A"},{"$error":"#N/A"},{"$error":"#N/A"},30.43805096834998,{"$error":"#N/A"},{"$error":"#N/A"},{"$error":"#N/A"},{"$error":"#N/A"},null,{"$error":"#N/A"},{"$error":"#N/A"},{"$error":"#N/A"},30.43805096834998,{"$error":"#N/A"}]
["2018-06-01",5.6814814814814811,{"$error":"#N/A"},{"$error":"#N/A"},{"$error":"#N/A"},59.402739067407083,{"$error":"#N/A"},{"$error":"#N/A"},{"$error":"#N/A"},{"$error":"#N/A"},{"$error":"#N/A"},{"$error":"#N/A"},null,{"$error":"#N/A"},{"$error":"#N/A"},59.402739067407083,{"$error":"#N/A"},{"$error":"#N/A"}]
["2018-06-06",60,{"$error":"#N/A"},24.543347612625613,{"$error":"#N/A"},{"$error":"#N/A"},{"$error":"#N/A"},{"$error":"#N/A"},{"$error":"#N/A"},{"$error":"#N/A"},{"$error":"#N/A"},{"$error":"#N/A"},null,{"$error":"#N/A"},24.543347612625613,{"$error":"#N/A"},{"$error":"#N/A"},{"$error":"#N/A"}]
["2018-06-08",30,{"$error":"#N/A"},21.420726174688216,{"$error":"#N/A"},{"$error":"#N/A"},{"$error":"#N/A"},{"$error":"#N/A"},{"$error":"#N/A"},{"$error":"#N/A"},{"$error":"#N/A"},{"$error":"#N/A"},null,{"$error":"#N/A"},21.420726174688216,{"$error":"#N/A"},{"$error":"#N/A"},{"$error":"#N/A"}]
["2018-06-13",58,{"$error":"#N/A"},19.493496079873218,{"$error":"#N/A"},{"$error":"#N/A"},{"$error":"#N/A"},{"$error":"#N/A"},{"$error":"#N/A"},{"$error":"#N/A"},{"$error":"#N/A"},{"$error":"#N/A"},null,{"$error":"#N/A"},19.493496079873218,{"$error":"#N/A"},{"$error":"#N/A"},{"$error":"#N/A"}]
["2018-06-13",122,{"$error":"#N/A"},23.037034290665908,{"$error":"#N/A"},{"$error":"#N/A"},{"$error":"#N/A"},{"$error":"#N/A"},{"$error":"#N/A"},{"$error":"#N/A"},{"$error":"#N/A"},{"$error":"#N/A"},null,{"$error":"#N/A"},23.037034290665908,{"$error":"#N/A"},{"$error":"#N/A"},{"$error":"#N/A"}]
["2018-06-27",42,{"$error":"#N/A"},{"$error":"#N/A"},{"$error":"#N/A"},{"$error":"#N/A"},{"$error":"#N/A"},{"$error":"#N/A"},{"$error":"#N/A"},{"$error":"#N/A"},40.287014037028797,{"$error":"#N/A"},null,{"$error":"#N/A"},{"$error":"#N/A"},{"$error":"#N/A"},{"$error":"#N/A"},40.287014037028797]
["2018-06-30",68,{"$error":"#N/A"},{"$error":"#N/A"},{"$error":"#N/A"},{"$error":"#N/A"},{"$error":"#N/A"},{"$error":"#N/A"},{"$error":"#N/A"},{"$error":"#N/A"},25.075870775011946,{"$error":"#N/A"},null,{"$error":"#N/A"},{"$error":"#N/A"},{"$error":"#N/A"},{"$error":"#N/A"},25.075870775011946]
["2018-06-30",20,{"$error":"#N/A"},{"$error":"#N/A"},{"$error":"#N/A"},{"$error":"#N/A"},{"$error":"#N/A"},{"$error":"#N/A"},{"$error":"#N/A"},{"$error":"#N/A"},22.508726938614782,{"$error":"#N/A"},null,{"$error":"#N/A"},{"$error":"#N/A"},{"$error":"#N/A"},{"$error":"#N/A"},22.508726938614782]
["2018-07-10",35,{"$error":"#N/A"},27.689936170868425,{"$error":"#N/A"},{"$error":"#N/A"},{"$error":"#N/A"},{"$error":"#N/A"},{"$error":"#N/A"},{"$error":"#N/A"},{"$error":"#N/A"},{"$error":"#N/A"},null,{"$error":"#N/A"},27.689936170868425,{"$error":"#N/A"},{"$error":"#N/A"},{"$error":"#N/A"}]
["2018-08-10",40,{"$error":"#N/A"},{"$error":"#N/A"},42.531628259022774,{"$error":"#N/A"},{"$error":"#N/A"},{"$error":"#N/A"},{"$error":"#N/A"},{"$error":"#N/A"},{"$error":"#N/A"},{"$error":"#N/A"},null,{"$error":"#N/A"},{"$error":"#N/A"},42.531628259022774,{"$error":"#N/A"},{"$error":"#N/A"}]
["2018-08-10",10,{"$error":"#N/A"},{"$error":"#N/A"},42.531628259022774,{"$error":"#N/A"},{"$error":"#N/A"},{"$error":"#N/A"},{"$error":"#N/A"},{"$error":"#N/A"},{"$error":"#N/A"},{"$error":"#N/A"},null,{"$error":"#N/A"},{"$error":"#N/A"},42.531628259022774,{"$error":"#N/A"},{"$error":"#N/A"}]
["2018-08-22",50,{"$error":"#N/A"},25.011065069237663,{"$error":"#N/A"},{"$error":"#N/A"},{"$error":"#N/A"},{"$error":"#N/A"},{"$error":"#N/A"},{"$error":"#N/A"},{"$error":"#N/A"},{"$error":"#N/A"},null,{"$error":"#N/A"},25.011065069237663,{"$error":"#N/A"},{"$error":"#N/A"},{"$error":"#N/A"}]
["2018-08-22",50,{"$error":"#N/A"},25.011065069237663,{"$error":"#N/A"},{"$error":"#N/A"},{"$error":"#N/A"},{"$error":"#N/A"},{"$error":"#N/A"},{"$error":"#N/A"},{"$error":"#N/A"},{"$error":"#N/A"},null,{"$error":"#N/A"},25.011065069237663,{"$error":"#N/A"},{"$error":"#N/A"},{"$error":"#N/A"}]
["2018-08-23",86,{"$error":"#N/A"},{"$error":"#N/A"},{"$error":"#N/A"},{"$error":"#N/A"},{"$error":"#N/A"},27.949428786757505,{"$error":"#N/A"},{"$error":"#N/A"},{"$error":"#N/A"},{"$error":"#N/A"},null,{"$error":"#N/A"},{"$error":"#N/A"},{"$error":"#N/A"},27.949428786757505,{"$error":"#N/A"}]
["2018-08-31",102.5,{"$error":"#N/A"},{"$error":"#N/A"},{"$error":"#N/A"},{"$error":"#N/A"},{"$error":"#N/A"},{"$error":"#N/A"},{"$error":"#N/A"},{"$error":"#N/A"},22.571234093876807,{"$error":"#N/A"},null,{"$error":"#N/A"},{"$error":"#N/A"},{"$error":"#N/A"},{"$error":"#N/A"},22.571234093876807]
["2018-09-09",100,27.22145782275668,{"$error":"#N/A"},{"$error":"#N/A"},{"$error":"#N/A"},{"$error":"#N/A"},{"$error":"#N/A"},{"$error":"#N/A"},{"$error":"#N/A"},{"$error":"#N/A"},{"$error":"#N/A"},null,{"$error":"#N/A"},27.22145782275668,{"$error":"#N/A"},{"$error":"#N/A"},{"$error":"#N/A"}]
["2018-09-20",100,{"$error":"#N/A"},21.374235039132213,{"$error":"#N/A"},{"$error":"#N/A"},{"$error":"#N/A"},{"$error":"#N/A"},{"$error":"#N/A"},{"$error":"#N/A"},{"$error":"#N/A"},{"$error":"#N/A"},null,{"$error":"#N/A"},21.374235039132213,{"$error":"#N/A"},{"$error":"#N/A"},{"$error":"#N/A"}]
["2018-10-01",10.5,{"$error":"#N/A"},{"$error":"#N/A"},42.514732610369293,{"$error":"#N/A"},{"$error":"#N/A"},{"$error":"#N/A"},{"$error":"#N/A"},{"$error":"#N/A"},{"$error":"#N/A"},{"$error":"#N/A"},null,{"$error":"#N/A"},{"$error":"#N/A"},42.514732610369293,{"$error":"#N/A"},{"$error":"#N/A"}]
["2018-10-01",20,{"$error":"#N/A"},{"$error":"#N/A"},{"$error":"#N/A"},{"$error":"#N/A"},{"$error":"#N/A"},{"$error":"#N/A"},{"$error":"#N/A"},{"$error":"#N/A"},21.341622933041236,{"$error":"#N/A"},null,{"$error":"#N/A"},{"$error":"#N/A"},{"$error":"#N/A"},{"$error":"#N/A"},21.341622933041236]
["2018-10-18",144,{"$error":"#N/A"},{"$error":"#N/A"},{"$error":"#N/A"},{"$error":"#N/A"},30.488032761487485,{"$error":"#N/A"},{"$error":"#N/A"},{"$error":"#N/A"},{"$error":"#N/A"},{"$error":"#N/A"},null,{"$error":"#N/A"},{"$error":"#N/A"},30.488032761487485,{"$error":"#N/A"},{"$error":"#N/A"}]
["2018-10-18",13,{"$error":"#N/A"},36.323284620881779,{"$error":"#N/A"},{"$error":"#N/A"},{"$error":"#N/A"},{"$error":"#N/A"},{"$error":"#N/A"},{"$error":"#N/A"},{"$error":"#N/A"},{"$error":"#N/A"},null,{"$error":"#N/A"},36.323284620881779,{"$error":"#N/A"},{"$error":"#N/A"},{"$error":"#N/A"}]
["2018-10-25",128,24.169759290292543,{"$error":"#N/A"},{"$error":"#N/A"},{"$error":"#N/A"},{"$error":"#N/A"},{"$error":"#N/A"},{"$error":"#N/A"},{"$error":"#N/A"},{"$error":"#N/A"},{"$error":"#N/A"},null,{"$error":"#N/A"},24.169759290292543,{"$error":"#N/A"},{"$error":"#N/A"},{"$error":"#N/A"}]
["2018-11-01",70,{"$error":"#N/A"},{"$error":"#N/A"},{"$error":"#N/A"},{"$error":"#N/A"},{"$error":"#N/A"},37.232580407531934,{"$error":"#N/A"},{"$error":"#N/A"},{"$error":"#N/A"},{"$error":"#N/A"},null,{"$error":"#N/A"},{"$error":"#N/A"},{"$error":"#N/A"},37.232580407531934,{"$error":"#N/A"}]
["2018-12-11",250,{"$error":"#N/A"},{"$error":"#N/A"},{"$error":"#N/A"},{"$error":"#N/A"},{"$error":"#N/A"},{"$error":"#N/A"},{"$error":"#N/A"},{"$error":"#N/A"},25.645564592852917,{"$error":"#N/A"},null,{"$error":"#N/A"},{"$error":"#N/A"},{"$error":"#N/A"},{"$error":"#N/A"},25.645564592852917]
["2019-02-01",4.5999999999999996,{"$error":"#N/A"},{"$error":"#N/A"},{"$error":"#N/A"},42.911546350196197,{"$error":"#N/A"},{"$error":"#N/A"},{"$error":"#N/A"},{"$error":"#N/A"},{"$error":"#N/A"},{"$error":"#N/A"},null,{"$error":"#N/A"},{"$error":"#N/A"},42.911546350196197,{"$error":"#N/A"},{"$error":"#N/A"}]
["2019-02-11",50,{"$error":"#N/A"},30.419264249808762,{"$error":"#N/A"},{"$error":"#N/A"},{"$error":"#N/A"},{"$error":"#N/A"},{"$error":"#N/A"},{"$error":"#N/A"},{"$error":"#N/A"},{"$error":"#N/A"},null,{"$error":"#N/A"},30.419264249808762,{"$error":"#N/A"},{"$error":"#N/A"},{"$error":"#N/A"}]
["2019-02-14",22,{"$error":"#N/A"},24.849609845026929,{"$error":"#N/A"},{"$error":"#N/A"},{"$error":"#N/A"},{"$error":"#N/A"},{"$error":"#N/A"},{"$error":"#N/A"},{"$error":"#N/A"},{"$error":"#N/A"},null,{"$error":"#N/A"},24.849609845026929,{"$error":"#N/A"},{"$error":"#N/A"},{"$error":"#N/A"}]
["2019-03-21",160,{"$error":"#N/A"},26.770224871558177,{"$error":"#N/A"},{"$error":"#N/A"},{"$error":"#N/A"},{"$error":"#N/A"},{"$error":"#N/A"},{"$error":"#N/A"},{"$error":"#N/A"},{"$error":"#N/A"},null,{"$error":"#N/A"},26.770224871558177,{"$error":"#N/A"},{"$error":"#N/A"},{"$error":"#N/A"}]
["2019-03-22",120,{"$error":"#N/A"},19.517352683422782,{"$error":"#N/A"},{"$error":"#N/A"},{"$error":"#N/A"},{"$error":"#N/A"},{"$error":"#N/A"},{"$error":"#N/A"},{"$error":"#N/A"},{"$error":"#N/A"},null,{"$error":"#N/A"},19.517352683422782,{"$error":"#N/A"},{"$error":"#N/A"},{"$error":"#N/A"}]
["2019-05-30",50,{"$error":"#N/A"},18.92871291163209,{"$error":"#N/A"},{"$error":"#N/A"},{"$error":"#N/A"},{"$error":"#N/A"},{"$error":"#N/A"},{"$error":"#N/A"},{"$error":"#N/A"},{"$error":"#N/A"},null,{"$error":"#N/A"},18.92871291163209,{"$error":"#N/A"},{"$error":"#N/A"},{"$error":"#N/A"}]
["2019-06-27",50,{"$error":"#N/A"},16.137710686885679,{"$error":"#N/A"},{"$error":"#N/A"},{"$error":"#N/A"},{"$error":"#N/A"},{"$error":"#N/A"},{"$error":"#N/A"},{"$error":"#N/A"},{"$error":"#N/A"},null,{"$error":"#N/A"},16.137710686885679,{"$error":"#N/A"},{"$error":"#N/A"},{"$error":"#N/A"}]
["2019-06-27",300,{"$error":"#N/A"},14.914358994936403,{"$error":"#N/A"},{"$error":"#N/A"},{"$error":"#N/A"},{"$error":"#N/A"},{"$error":"#N/A"},{"$error":"#N/A"},{"$error":"#N/A"},{"$error":"#N/A"},null,{"$error":"#N/A"},14.914358994936403,{"$error":"#N/A"},{"$error":"#N/A"},{"$error":"#N/A"}]
["2019-07-01",400,15.057485736801725,{"$error":"#N/A"},{"$error":"#N/A"},{"$error":"#N/A"},{"$error":"#N/A"},{"$error":"#N/A"},{"$error":"#N/A"},{"$error":"#N/A"},{"$error":"#N/A"},{"$error":"#N/A"},null,{"$error":"#N/A"},15.057485736801725,{"$error":"#N/A"},{"$error":"#N/A"},{"$error":"#N/A"}]
["2019-07-01",80,{"$error":"#N/A"},23.003120346486927,{"$error":"#N/A"},{"$error":"#N/A"},{"$error":"#N/A"},{"$error":"#N/A"},{"$error":"#N/A"},{"$error":"#N/A"},{"$error":"#N/A"},{"$error":"#N/A"},null,{"$error":"#N/A"},23.003120346486927,{"$error":"#N/A"},{"$error":"#N/A"},{"$error":"#N/A"}]
["2019-07-09",62.5,25.06714851707094,{"$error":"#N/A"},{"$error":"#N/A"},{"$error":"#N/A"},{"$error":"#N/A"},{"$error":"#N/A"},{"$error":"#N/A"},{"$error":"#N/A"},{"$error":"#N/A"},{"$error":"#N/A"},null,{"$error":"#N/A"},25.06714851707094,{"$error":"#N/A"},{"$error":"#N/A"},{"$error":"#N/A"}]
["2019-07-25",17.5,{"$error":"#N/A"},{"$error":"#N/A"},{"$error":"#N/A"},{"$error":"#N/A"},{"$error":"#N/A"},23.971088284849198,{"$error":"#N/A"},{"$error":"#N/A"},{"$error":"#N/A"},{"$error":"#N/A"},null,{"$error":"#N/A"},{"$error":"#N/A"},{"$error":"#N/A"},23.971088284849198,{"$error":"#N/A"}]
["2019-08-08",66,{"$error":"#N/A"},21.756988984896221,{"$error":"#N/A"},{"$error":"#N/A"},{"$error":"#N/A"},{"$error":"#N/A"},{"$error":"#N/A"},{"$error":"#N/A"},{"$error":"#N/A"},{"$error":"#N/A"},null,{"$error":"#N/A"},21.756988984896221,{"$error":"#N/A"},{"$error":"#N/A"},{"$error":"#N/A"}]
["2019-08-19",100,{"$error":"#N/A"},{"$error":"#N/A"},37.243894260079372,{"$error":"#N/A"},{"$error":"#N/A"},{"$error":"#N/A"},{"$error":"#N/A"},{"$error":"#N/A"},{"$error":"#N/A"},{"$error":"#N/A"},null,{"$error":"#N/A"},{"$error":"#N/A"},37.243894260079372,{"$error":"#N/A"},{"$error":"#N/A"}]
["2019-09-19",9.3076923076923066,{"$error":"#N/A"},{"$error":"#N/A"},38.479244335784124,{"$error":"#N/A"},{"$error":"#N/A"},{"$error":"#N/A"},{"$error":"#N/A"},{"$error":"#N/A"},{"$error":"#N/A"},{"$error":"#N/A"},null,{"$error":"#N/A"},{"$error":"#N/A"},38.479244335784124,{"$error":"#N/A"},{"$error":"#N/A"}]
["2019-09-22",88,{"$error":"#N/A"},{"$error":"#N/A"},{"$error":"#N/A"},{"$error":"#N/A"},{"$error":"#N/A"},32.047864741722613,{"$error":"#N/A"},{"$error":"#N/A"},{"$error":"#N/A"},{"$error":"#N/A"},null,{"$error":"#N/A"},{"$error":"#N/A"},{"$error":"#N/A"},32.047864741722613,{"$error":"#N/A"}]
["2019-09-22",90,{"$error":"#N/A"},{"$error":"#N/A"},{"$error":"#N/A"},{"$error":"#N/A"},{"$error":"#N/A"},31.329977989015507,{"$error":"#N/A"},{"$error":"#N/A"},{"$error":"#N/A"},{"$error":"#N/A"},null,{"$error":"#N/A"},{"$error":"#N/A"},{"$error":"#N/A"},31.329977989015507,{"$error":"#N/A"}]
["2019-09-22",70,{"$error":"#N/A"},{"$error":"#N/A"},{"$error":"#N/A"},{"$error":"#N/A"},{"$error":"#N/A"},31.329977989015504,{"$error":"#N/A"},{"$error":"#N/A"},{"$error":"#N/A"},{"$error":"#N/A"},null,{"$error":"#N/A"},{"$error":"#N/A"},{"$error":"#N/A"},31.329977989015504,{"$error":"#N/A"}]
["2019-10-01",150,{"$error":"#N/A"},{"$error":"#N/A"},{"$error":"#N/A"},{"$error":"#N/A"},{"$error":"#N/A"},{"$error":"#N/A"},{"$error":"#N/A"},{"$error":"#N/A"},20.540349673701318,{"$error":"#N/A"},null,{"$error":"#N/A"},{"$error":"#N/A"},{"$error":"#N/A"},{"$error":"#N/A"},20.540349673701318]
["2019-10-17",100,{"$error":"#N/A"},11.987466023275967,{"$error":"#N/A"},{"$error":"#N/A"},{"$error":"#N/A"},{"$error":"#N/A"},{"$error":"#N/A"},{"$error":"#N/A"},{"$error":"#N/A"},{"$error":"#N/A"},null,{"$error":"#N/A"},11.987466023275967,{"$error":"#N/A"},{"$error":"#N/A"},{"$error":"#N/A"}]
["2019-10-17",100,{"$error":"#N/A"},16.785651222719313,{"$error":"#N/A"},{"$error":"#N/A"},{"$error":"#N/A"},{"$error":"#N/A"},{"$error":"#N/A"},{"$error":"#N/A"},{"$error":"#N/A"},{"$error":"#N/A"},null,{"$error":"#N/A"},16.785651222719313,{"$error":"#N/A"},{"$error":"#N/A"},{"$error":"#N/A"}]
["2019-10-23",107,{"$error":"#N/A"},{"$error":"#N/A"},{"$error":"#N/A"},{"$error":"#N/A"},{"$error":"#N/A"},{"$error":"#N/A"},{"$error":"#N/A"},{"$error":"#N/A"},20.435344604423996,{"$error":"#N/A"},null,{"$error":"#N/A"},{"$error":"#N/A"},{"$error":"#N/A"},{"$error":"#N/A"},20.435344604423996]
["2019-11-05",132,22.478879064866401,{"$error":"#N/A"},{"$error":"#N/A"},{"$error":"#N/A"},{"$error":"#N/A"},{"$error":"#N/A"},{"$error":"#N/A"},{"$error":"#N/A"},{"$error":"#N/A"},{"$error":"#N/A"},null,{"$error":"#N/A"},22.478879064866401,{"$error":"#N/A"},{"$error":"#N/A"},{"$error":"#N/A"}]
["2019-11-19",25,{"$error":"#N/A"},{"$error":"#N/A"},{"$error":"#N/A"},{"$error":"#N/A"},{"$error":"#N/A"},{"$error":"#N/A"},{"$error":"#N/A"},{"$error":"#N/A"},21.34162293304124,{"$error":"#N/A"},null,{"$error":"#N/A"},{"$error":"#N/A"},{"$error":"#N/A"},{"$error":"#N/A"},21.34162293304124]
["2019-11-21",100,{"$error":"#N/A"},{"$error":"#N/A"},{"$error":"#N/A"},{"$error":"#N/A"},{"$error":"#N/A"},{"$error":"#N/A"},{"$error":"#N/A"},{"$error":"#N/A"},22.754744617798252,{"$error":"#N/A"},null,{"$error":"#N/A"},{"$error":"#N/A"},{"$error":"#N/A"},{"$error":"#N/A"},22.754744617798252]
["2019-11-26",44,23.388017741632648,{"$error":"#N/A"},{"$error":"#N/A"},{"$error":"#N/A"},{"$error":"#N/A"},{"$error":"#N/A"},{"$error":"#N/A"},{"$error":"#N/A"},{"$error":"#N/A"},{"$error":"#N/A"},null,{"$error":"#N/A"},23.388017741632648,{"$error":"#N/A"},{"$error":"#N/A"},{"$error":"#N/A"}]
["2019-12-05",100,22.61569693321789,{"$error":"#N/A"},{"$error":"#N/A"},{"$error":"#N/A"},{"$error":"#N/A"},{"$error":"#N/A"},{"$error":"#N/A"},{"$error":"#N/A"},{"$error":"#N/A"},{"$error":"#N/A"},null,{"$error":"#N/A"},22.61569693321789,{"$error":"#N/A"},{"$error":"#N/A"},{"$error":"#N/A"}]
["2019-12-17",100,{"$error":"#N/A"},{"$error":"#N/A"},{"$error":"#N/A"},{"$error":"#N/A"},{"$error":"#N/A"},{"$error":"#N/A"},{"$error":"#N/A"},{"$error":"#N/A"},20.435344604423996,{"$error":"#N/A"},null,{"$error":"#N/A"},{"$error":"#N/A"},{"$error":"#N/A"},{"$error":"#N/A"},20.435344604423996]
["2019-12-20",50,{"$error":"#N/A"},{"$error":"#N/A"},{"$error":"#N/A"},{"$error":"#N/A"},{"$error":"#N/A"},{"$error":"#N/A"},{"$error":"#N/A"},42.343984385087559,{"$error":"#N/A"},{"$error":"#N/A"},null,{"$error":"#N/A"},{"$error":"#N/A"},{"$error":"#N/A"},42.343984385087559,{"$error":"#N/A"}]
["2020-01-06",50.5,25.290320042498994,{"$error":"#N/A"},{"$error":"#N/A"},{"$error":"#N/A"},{"$error":"#N/A"},{"$error":"#N/A"},{"$error":"#N/A"},{"$error":"#N/A"},{"$error":"#N/A"},{"$error":"#N/A"},null,{"$error":"#N/A"},25.290320042498994,{"$error":"#N/A"},{"$error":"#N/A"},{"$error":"#N/A"}]
["2020-02-14",50,29.793029487866487,{"$error":"#N/A"},{"$error":"#N/A"},{"$error":"#N/A"},{"$error":"#N/A"},{"$error":"#N/A"},{"$error":"#N/A"},{"$error":"#N/A"},{"$error":"#N/A"},{"$error":"#N/A"},null,{"$error":"#N/A"},29.793029487866487,{"$error":"#N/A"},{"$error":"#N/A"},{"$error":"#N/A"}]
["2020-02-14",160.5,23.037390238854751,{"$error":"#N/A"},{"$error":"#N/A"},{"$error":"#N/A"},{"$error":"#N/A"},{"$error":"#N/A"},{"$error":"#N/A"},{"$error":"#N/A"},{"$error":"#N/A"},{"$error":"#N/A"},null,{"$error":"#N/A"},23.037390238854751,{"$error":"#N/A"},{"$error":"#N/A"},{"$error":"#N/A"}]
["2020-03-25",200,{"$error":"#N/A"},17.979945713778267,{"$error":"#N/A"},{"$error":"#N/A"},{"$error":"#N/A"},{"$error":"#N/A"},{"$error":"#N/A"},{"$error":"#N/A"},{"$error":"#N/A"},{"$error":"#N/A"},null,{"$error":"#N/A"},17.979945713778267,{"$error":"#N/A"},{"$error":"#N/A"},{"$error":"#N/A"}]
["2020-04-08",127.86,{"$error":"#N/A"},18.748329061957659,{"$error":"#N/A"},{"$error":"#N/A"},{"$error":"#N/A"},{"$error":"#N/A"},{"$error":"#N/A"},{"$error":"#N/A"},{"$error":"#N/A"},{"$error":"#N/A"},null,{"$error":"#N/A"},18.748329061957659,{"$error":"#N/A"},{"$error":"#N/A"},{"$error":"#N/A"}]
["2020-05-02",100,20.861080950349507,{"$error":"#N/A"},{"$error":"#N/A"},{"$error":"#N/A"},{"$error":"#N/A"},{"$error":"#N/A"},{"$error":"#N/A"},{"$error":"#N/A"},{"$error":"#N/A"},{"$error":"#N/A"},null,{"$error":"#N/A"},20.861080950349507,{"$error":"#N/A"},{"$error":"#N/A"},{"$error":"#N/A"}]
["2020-06-01",150,{"$error":"#N/A"},23.996696548407979,{"$error":"#N/A"},{"$error":"#N/A"},{"$error":"#N/A"},{"$error":"#N/A"},{"$error":"#N/A"},{"$error":"#N/A"},{"$error":"#N/A"},{"$error":"#N/A"},null,{"$error":"#N/A"},23.996696548407979,{"$error":"#N/A"},{"$error":"#N/A"},{"$error":"#N/A"}]
["2020-08-24",50,{"$error":"#N/A"},{"$error":"#N/A"},{"$error":"#N/A"},{"$error":"#N/A"},{"$error":"#N/A"},{"$error":"#N/A"},{"$error":"#N/A"},41.928811569911204,{"$error":"#N/A"},{"$error":"#N/A"},null,{"$error":"#N/A"},{"$error":"#N/A"},{"$error":"#N/A"},41.928811569911204,{"$error":"#N/A"}]
["2020-09-23",100,{"$error":"#N/A"},21.87172753412926,{"$error":"#N/A"},{"$error":"#N/A"},{"$error":"#N/A"},{"$error":"#N/A"},{"$error":"#N/A"},{"$error":"#N/A"},{"$error":"#N/A"},{"$error":"#N/A"},null,{"$error":"#N/A"},21.87172753412926,{"$error":"#N/A"},{"$error":"#N/A"},{"$error":"#N/A"}]
["2020-09-25",200,{"$error":"#N/A"},21.040042099559074,{"$error":"#N/A"},{"$error":"#N/A"},{"$error":"#N/A"},{"$error":"#N/A"},{"$error":"#N/A"},{"$error":"#N/A"},{"$error":"#N/A"},{"$error":"#N/A"},null,{"$error":"#N/A"},21.040042099559074,{"$error":"#N/A"},{"$error":"#N/A"},{"$error":"#N/A"}]
["2020-10-02",233,21.077685337291118,{"$error":"#N/A"},{"$error":"#N/A"},{"$error":"#N/A"},{"$error":"#N/A"},{"$error":"#N/A"},{"$error":"#N/A"},{"$error":"#N/A"},{"$error":"#N/A"},{"$error":"#N/A"},null,{"$error":"#N/A"},21.077685337291118,{"$error":"#N/A"},{"$error":"#N/A"},{"$error":"#N/A"}]
["2020-11-02",63,17.34429260772022,{"$error":"#N/A"},{"$error":"#N/A"},{"$error":"#N/A"},{"$error":"#N/A"},{"$error":"#N/A"},{"$error":"#N/A"},{"$error":"#N/A"},{"$error":"#N/A"},{"$error":"#N/A"},null,{"$error":"#N/A"},17.34429260772022,{"$error":"#N/A"},{"$error":"#N/A"},{"$error":"#N/A"}]
["2020-11-05",26,21.928637785879619,{"$error":"#N/A"},{"$error":"#N/A"},{"$error":"#N/A"},{"$error":"#N/A"},{"$error":"#N/A"},{"$error":"#N/A"},{"$error":"#N/A"},{"$error":"#N/A"},{"$error":"#N/A"},null,{"$error":"#N/A"},21.928637785879619,{"$error":"#N/A"},{"$error":"#N/A"},{"$error":"#N/A"}]
["2020-12-30",7.5,{"$error":"#N/A"},{"$error":"#N/A"},{"$error":"#N/A"},{"$error":"#N/A"},{"$error":"#N/A"},{"$error":"#N/A"},{"$error":"#N/A"},{"$error":"#N/A"},36.298337577576447,{"$error":"#N/A"},null,{"$error":"#N/A"},{"$error":"#N/A"},{"$error":"#N/A"},{"$error":"#N/A"},36.298337577576447]
["2021-01-15",90,{"$error":"#N/A"},{"$error":"#N/A"},{"$error":"#N/A"},{"$error":"#N/A"},{"$error":"#N/A"},{"$error":"#N/A"},46.860233769466447,{"$error":"#N/A"},{"$error":"#N/A"},{"$error":"#N/A"},null,{"$error":"#N/A"},{"$error":"#N/A"},{"$error":"#N/A"},46.860233769466447,{"$error":"#N/A"}]
["2021-01-15",500,{"$error":"#N/A"},{"$error":"#N/A"},{"$error":"#N/A"},{"$error":"#N/A"},{"$error":"#N/A"},{"$error":"#N/A"},39.11058886468787,{"$error":"#N/A"},{"$error":"#N/A"},{"$error":"#N/A"},null,{"$error":"#N/A"},{"$error":"#N/A"},{"$error":"#N/A"},39.11058886468787,{"$error":"#N/A"}]
["2021-02-01",190,{"$error":"#N/A"},16.13067419949612,{"$error":"#N/A"},{"$error":"#N/A"},{"$error":"#N/A"},{"$error":"#N/A"},{"$error":"#N/A"},{"$error":"#N/A"},{"$error":"#N/A"},{"$error":"#N/A"},null,{"$error":"#N/A"},16.13067419949612,{"$error":"#N/A"},{"$error":"#N/A"},{"$error":"#N/A"}]
["2021-02-04",50,{"$error":"#N/A"},16.231459184355813,{"$error":"#N/A"},{"$error":"#N/A"},{"$error":"#N/A"},{"$error":"#N/A"},{"$error":"#N/A"},{"$error":"#N/A"},{"$error":"#N/A"},{"$error":"#N/A"},null,{"$error":"#N/A"},16.231459184355813,{"$error":"#N/A"},{"$error":"#N/A"},{"$error":"#N/A"}]
["2021-02-23",50,20.319647731923414,{"$error":"#N/A"},{"$error":"#N/A"},{"$error":"#N/A"},{"$error":"#N/A"},{"$error":"#N/A"},{"$error":"#N/A"},{"$error":"#N/A"},{"$error":"#N/A"},{"$error":"#N/A"},null,{"$error":"#N/A"},20.319647731923414,{"$error":"#N/A"},{"$error":"#N/A"},{"$error":"#N/A"}]
["2021-03-25",130,{"$error":"#N/A"},18.624126929862136,{"$error":"#N/A"},{"$error":"#N/A"},{"$error":"#N/A"},{"$error":"#N/A"},{"$error":"#N/A"},{"$error":"#N/A"},{"$error":"#N/A"},{"$error":"#N/A"},null,{"$error":"#N/A"},18.624126929862136,{"$error":"#N/A"},{"$error":"#N/A"},{"$error":"#N/A"}]
["2021-04-01",150,{"$error":"#N/A"},11.636905951089984,{"$error":"#N/A"},{"$error":"#N/A"},{"$error":"#N/A"},{"$error":"#N/A"},{"$error":"#N/A"},{"$error":"#N/A"},{"$error":"#N/A"},{"$error":"#N/A"},null,{"$error":"#N/A"},11.636905951089984,{"$error":"#N/A"},{"$error":"#N/A"},{"$error":"#N/A"}]
["2021-04-01",300,{"$error":"#N/A"},14.950571581219034,{"$error":"#N/A"},{"$error":"#N/A"},{"$error":"#N/A"},{"$error":"#N/A"},{"$error":"#N/A"},{"$error":"#N/A"},{"$error":"#N/A"},{"$error":"#N/A"},null,{"$error":"#N/A"},14.950571581219034,{"$error":"#N/A"},{"$error":"#N/A"},{"$error":"#N/A"}]
["2021-05-07",30,{"$error":"#N/A"},{"$error":"#N/A"},31.420672806692124,{"$error":"#N/A"},{"$error":"#N/A"},{"$error":"#N/A"},{"$error":"#N/A"},{"$error":"#N/A"},{"$error":"#N/A"},{"$error":"#N/A"},null,{"$error":"#N/A"},{"$error":"#N/A"},31.420672806692124,{"$error":"#N/A"},{"$error":"#N/A"}]
["2021-06-01",350,{"$error":"#N/A"},18.414450132494149,{"$error":"#N/A"},{"$error":"#N/A"},{"$error":"#N/A"},{"$error":"#N/A"},{"$error":"#N/A"},{"$error":"#N/A"},{"$error":"#N/A"},{"$error":"#N/A"},null,{"$error":"#N/A"},18.414450132494149,{"$error":"#N/A"},{"$error":"#N/A"},{"$error":"#N/A"}]
["2021-06-01",250,{"$error":"#N/A"},19.498576923069237,{"$error":"#N/A"},{"$error":"#N/A"},{"$error":"#N/A"},{"$error":"#N/A"},{"$error":"#N/A"},{"$error":"#N/A"},{"$error":"#N/A"},{"$error":"#N/A"},null,{"$error":"#N/A"},19.498576923069237,{"$error":"#N/A"},{"$error":"#N/A"},{"$error":"#N/A"}]
["2021-06-01",90,17.193548080858271,{"$error":"#N/A"},{"$error":"#N/A"},{"$error":"#N/A"},{"$error":"#N/A"},{"$error":"#N/A"},{"$error":"#N/A"},{"$error":"#N/A"},{"$error":"#N/A"},{"$error":"#N/A"},null,{"$error":"#N/A"},17.193548080858271,{"$error":"#N/A"},{"$error":"#N/A"},{"$error":"#N/A"}]
["2021-06-17",200,{"$error":"#N/A"},24.243746194903856,{"$error":"#N/A"},{"$error":"#N/A"},{"$error":"#N/A"},{"$error":"#N/A"},{"$error":"#N/A"},{"$error":"#N/A"},{"$error":"#N/A"},{"$error":"#N/A"},null,{"$error":"#N/A"},24.243746194903856,{"$error":"#N/A"},{"$error":"#N/A"},{"$error":"#N/A"}]
["2021-10-08",100,{"$error":"#N/A"},{"$error":"#N/A"},36.454044397249298,{"$error":"#N/A"},{"$error":"#N/A"},{"$error":"#N/A"},{"$error":"#N/A"},{"$error":"#N/A"},{"$error":"#N/A"},{"$error":"#N/A"},null,{"$error":"#N/A"},{"$error":"#N/A"},36.454044397249298,{"$error":"#N/A"},{"$error":"#N/A"}]
["2021-10-15",125,{"$error":"#N/A"},{"$error":"#N/A"},37.618106345319745,{"$error":"#N/A"},{"$error":"#N/A"},{"$error":"#N/A"},{"$error":"#N/A"},{"$error":"#N/A"},{"$error":"#N/A"},{"$error":"#N/A"},null,{"$error":"#N/A"},{"$error":"#N/A"},37.618106345319745,{"$error":"#N/A"},{"$error":"#N/A"}]

{"sheet":"PPA Price for CSP Plants","index":27,"n_rows":232,"n_cols":8,"rows_kept":232,"cut":false,"hidden":false,"merged":[]}
["Levelized PPA prices for CSP and PV plants in AZ, CA, and NV (by PPA capacity and execution date)"]
[]
[]
[]
[]
[]
[]
[]
[]
[]
[]
[]
[]
[]
[]
[]
[]
[]
[]
[]
[]
["Source: Berkeley Lab, FERC"]
[]
["PV plants in AZ, CA, and NV (for comparison)",null,null,null,"CSP plants in AZ, CA, and NV"]
["PPA Execution Date","Capacity (MW)","2021 $/MWh",null,"PPA Execution Date","Capacity (MW)","2021 $/MWh"]
["2007-06-25",5,226.35277411270911,null,"2009-04-28",377,160.95511603599167," CSP tower, no storage"]
["2008-07-01",550,154.96573713905039]
["2008-07-23",210,134.54144057182694,null,"2009-11-04",110,139.63740898742807," CSP tower, 10 hours storage"]
["2008-12-19",10,175.49141438374059]
["2009-05-08",230,149.35757364506364,null,"2009-09-28",250,200.77291600950076," CSP trough, no storage"]
["2009-06-01",20,132.96337202582075,null,"2011-07-15",250,207.98585677614219," CSP trough, no storage"]
["2009-06-22",48,173.380451473486]
["2009-08-17",250,149.48674745606854,null,"2010-12-15",250,138.10969181574038," CSP trough, 6 hours storage"]
["2009-09-08",250,206.09133891297768]
["2009-11-20",21,121.85618252708419]
["2009-12-24",6,258.17367248864218]
["2009-12-24",19,258.17367248864218]
["2009-12-24",20,258.17367248864218]
["2010-01-26",50,168.54152020168098]
["2010-01-26",20,168.54152020168095]
["2010-01-26",20,172.11700926435711]
["2010-02-02",50,141.31089563121787]
["2010-02-24",300,145.3820442773563]
["2010-03-06",40,138.9658333198864]
["2010-04-19",29,108.03982415251301]
["2010-04-21",66,144.02271780387858]
["2010-04-29",25,134.93186775377816]
["2010-05-10",125,136.46539196527621]
["2010-05-20",25.8,163.35222453510283]
["2010-06-01",20,134.93186775377822]
["2010-07-26",20,136.28306010866524]
["2010-07-29",150,160.68264393215188]
["2010-07-29",45,132.07971162605025]
["2010-08-24",23,116.04071153987502]
["2010-09-20",62.5,132.41586415243808]
["2010-11-10",130,133.79530404356763]
["2010-11-15",14,82.593428419612934]
["2010-11-15",20,80.023209960483314]
["2010-12-01",9,141.40556445491134]
["2010-12-21",60,136.42546094316356]
["2010-12-30",309,116.81599818263969]
["2010-12-30",20,152.14346650927337]
["2011-01-05",270,117.05173814562183]
["2011-01-07",110,131.75504203245902]
["2011-01-25",26,137.74637208473538]
["2011-02-07",250,122.32278801231679]
["2011-02-11",30,116.20458769616205]
["2011-02-11",20,119.51495043776096]
["2011-03-08",150,96.477829144742998]
["2011-06-03",110,121.68532982030329]
["2011-06-03",127,113.02424103595345]
["2011-06-21",150,109.47745085135146]
["2011-07-08",23,127.5525299397017]
["2011-07-14",20,102.40472189325315]
["2011-07-21",150,119.94753707389431]
["2011-09-29",250,87.590614469332195]
["2011-10-01",9,140.19920807275901]
["2011-12-08",19,109.84442465716801]
["2011-12-20",20,86.511692729742308]
["2011-12-20",20,85.183583764420419]
["2012-01-01",15,87.30673861314709]
["2012-01-01",15,78.329911175824208]
["2012-02-03",200,90.011837661183449]
["2012-02-27",20,82.407081509694152]
["2012-07-03",20,93.392172124711976]
["2012-07-03",20,99.481841991668176]
["2012-08-03",20,91.6202358527093]
["2012-08-13",20,97.136159894028225]
["2012-08-16",102,94.393951166627033]
["2012-08-29",20,90.990652432940351]
["2012-08-31",250,93.044003982005293]
["2012-09-17",20,88.725598762206502]
["2012-09-17",20.8,106.69657818195031]
["2012-10-17",10,91.466407850140229]
["2012-11-01",20,72.234592044484103]
["2012-11-15",20,83.020220924405564]
["2012-12-12",250,81.194392151744793]
["2012-12-13",20,86.825433051296827]
["2013-02-28",45,81.509618665683689]
["2013-03-22",20,92.47577733127811]
["2013-03-22",20,91.055314426228946]
["2013-03-25",20,77.215429817813444]
["2013-04-10",20,88.66515926774504]
["2013-04-16",20,64.940600935474848]
["2013-06-01",20,59.173894663766987]
["2013-06-03",48,66.89243207399079]
["2013-06-03",40,67.789040627378981]
["2013-07-03",50,57.532987873256211]
["2013-07-10",40,58.97664834822109]
["2013-07-10",20,63.264611729653517]
["2013-07-17",20,82.851898225458427]
["2013-07-17",12,82.851898225458413]
["2013-09-06",15,67.145887159794512]
["2013-09-27",20,64.328934955224256]
["2013-10-09",20,66.841260809351695]
["2013-10-22",20,64.56371209009734]
["2013-12-01",7.3140000000000001,82.328036473913585]
["2013-12-19",150,56.158435626033288]
["2014-01-30",7,69.502433729543611]
["2014-03-17",20,64.068269159803592]
["2014-03-26",26.66,59.84972580874809]
["2014-05-27",30,63.215431339893797]
["2014-06-12",30,57.537638011189422]
["2014-07-18",93.6,57.288380153262089]
["2014-07-23",75,57.846288735517582]
["2014-07-24",56,57.532987873256197]
["2014-07-24",56,58.099728095495436]
["2014-07-31",200,45.307942233081064]
["2014-08-19",105,60.747467571269425]
["2014-08-25",60,61.322779970333777]
["2014-09-03",60,50.562020325185166]
["2014-10-03",30,60.003593475618864]
["2014-10-20",40,57.164984915262032]
["2014-10-21",11.4,62.258645875695386]
["2014-10-21",20,64.839487363926253]
["2014-10-22",20,56.873316601318386]
["2014-10-22",20,56.873316601318386]
["2014-10-22",15,56.873316601318379]
["2014-10-22",20,56.873316601318386]
["2014-10-22",20,49.875442640769954]
["2014-10-22",14.7,69.859069327093252]
["2014-10-22",19.5,67.750307273027417]
["2014-10-22",19.5,67.76717736945993]
["2014-11-13",30,61.889803331720408]
["2014-11-18",45,49.301469041668383]
["2014-12-09",130,61.937393296612001]
["2015-03-05",10.5,84.473945455041601]
["2015-03-23",20,68.5817827755411]
["2015-04-03",54,45.560600678452055]
["2015-04-14",6.8,63.620491705116272]
["2015-04-17",20,53.522028756176532]
["2015-06-05",100,42.236972727520801]
["2015-06-19",100,44.210579352241361]
["2015-06-23",46,48.974276758961736]
["2015-06-25",100.815,55.25886895018197]
["2015-07-15",125,52.51249107623493]
["2015-07-16",150,49.147003647309838]
["2015-07-16",180,49.547324909535298]
["2015-08-05",30,45.504166346506416]
["2015-08-12",10,50.491546310573234]
["2015-08-16",10,50.491546310573206]
["2015-08-28",150,51.250325162380186]
["2015-09-03",10.88,74.320250951154165]
["2015-10-08",55,49.352984437048754]
["2015-10-09",154.27199999999999,42.70992596829786]
["2015-10-09",103.5,38.823467694039735]
["2015-10-15",125,43.996304672335192]
["2015-11-05",85,51.868838899514131]
["2015-11-06",54,44.899738399473193]
["2015-11-20",86,44.000880241765287]
["2015-11-30",50,46.326412298594533]
["2015-12-17",90,41.616315253005276]
["2015-12-18",20,52.924011922843313]
["2015-12-18",20,52.908337307708216]
["2015-12-18",20,52.993916144085951]
["2015-12-18",20,51.186383857176835]
["2016-01-06",26,29.007106290254555]
["2016-05-19",100,34.613636155274605]
["2016-08-04",20,41.410389844235752]
["2016-09-15",100,41.974889313323182]
["2016-11-18",80,34.262340846931075]
["2016-12-15",200,31.721528868396696]
["2017-01-17",60,39.335675964872415]
["2017-03-23",17,32.630800806601009]
["2017-05-22",130,21.486127300346524]
["2017-08-08",252.32,48.274171774799626]
["2017-08-25",100,27.744109812953617]
["2017-09-23",200,29.77540657600499]
["2017-09-26",62.5,28.631435989791978]
["2017-09-26",50,28.112689925687032]
["2017-10-06",25,27.605696311870158]
["2017-10-06",25,27.605696311870158]
["2017-10-30",50,30.115007167893602]
["2017-12-08",45,19.402776171925069]
["2018-01-09",30,27.883128127433324]
["2018-01-26",100,24.265904508323462]
["2018-02-21",106.688,45.658566229768297]
["2018-05-07",100,30.278881526719669]
["2018-05-30",300,18.748880453113397]
["2018-05-30",250,21.49566994362544]
["2018-05-30",50,24.126732829292372]
["2018-05-30",101,20.910998821864688]
["2018-05-30",200,20.918889764816331]
["2018-05-30",100,23.641265083134559]
["2018-06-08",30,21.420726174688216]
["2018-09-09",100,27.22145782275668]
["2018-09-20",100,21.374235039132213]
["2018-10-18",13,36.323284620881779]
["2018-10-25",128,24.169759290292543]
["2019-03-21",160,26.770224871558177]
["2019-07-01",400,15.057485736801725]
["2019-07-09",62.5,25.06714851707094]
["2019-11-05",132,22.478879064866401]
["2019-11-26",44,23.388017741632648]
["2019-12-05",100,22.61569693321789]
["2020-01-06",50.5,25.290320042498994]
["2020-02-14",50,29.793029487866487]
["2020-02-14",160.5,23.037390238854751]
["2020-03-25",200,17.979945713778267]
["2020-04-08",127.86,18.748329061957659]
["2020-05-02",100,20.861080950349507]
["2020-10-02",233,21.077685337291118]
["2020-11-02",63,17.34429260772022]
["2020-11-05",26,21.928637785879619]
["2021-02-23",50,20.319647731923414]
["2021-03-25",130,18.624126929862136]
["2021-06-01",350,18.414450132494149]
["2021-06-01",250,19.498576923069237]
["2021-06-01",90,17.193548080858271]
["2021-06-17",200,24.243746194903856]
["2017-11-13",150,26.356096208443319]
["2018-01-29",120,26.224093717129382]

{"sheet":"Annual Average PPA Price","index":28,"n_rows":67,"n_cols":36,"rows_kept":67,"cut":false,"hidden":false,"merged":[[24,24,24,25],[24,14,24,15],[24,16,24,17],[24,18,24,19],[24,20,24,21],[24,22,24,23],[25,14,25,15],[25,16,25,17],[25,18,25,19],[25,20,25,21],[25,22,25,23],[25,34,25,35],[24,26,24,27],[24,28,24,29],[24,30,24,31],[24,32,24,33],[24,34,24,35],[25,24,25,25],[25,26,25,27],[25,28,25,29],[25,30,25,31],[25,32,25,33],[46,24,46,25],[45,14,45,15],[45,16,45,17],[45,18,45,19],[45,20,45,21],[45,22,45,23],[45,24,45,25],[46,14,46,15],[46,16,46,17],[46,18,46,19],[46,20,46,21],[46,22,46,23]]}
["Generation-weighted average levelized wind PPA prices by PPA execution date and region",null,null,null,null,null,null,null,null,"Generation-weighted average levelized wind PPA prices by PPA execution date and consolidated region"]
[]
[]
[]
[]
[]
[]
[]
[]
[]
[]
[]
[]
[]
[]
[]
[]
[]
[]
[]
[]
["Source: Berkeley Lab, FERC"]
["Note: Averages shown only if there are two or more PPAs in a given region-year."]
[]
["PPA","Lower 48","Hawaii","CAISO","West (non-ISO)","MISO","SPP","ERCOT","PJM","NYISO","ISO-NE","Southeast (non-ISO)",null,"PPA","Nationwide",null,"Hawaii",null,"CAISO",null,"West (non-ISO)",null,"MISO",null,"SPP",null,"ERCOT",null,"PJM",null,"NYISO",null,"ISO-NE",null,"Southeast (non-ISO)"]
["Execution","Average PPA","Average PPA","Average PPA","Average PPA","Average PPA","Average PPA","Average PPA","Average PPA","Average PPA","Average PPA","Average PPA",null,"Execution","Sample",null,"Sample",null,"Sample",null,"Sample",null,"Sample",null,"Sample",null,"Sample",null,"Sample",null,"Sample",null,"Sample",null,"Sample"]
["Year","2021 $/MWh","2021 $/MWh","2021 $/MWh","2021 $/MWh","2021 $/MWh","2021 $/MWh","2021 $/MWh","2021 $/MWh","2021 $/MWh","2021 $/MWh","2021 $/MWh",null,"Year","MW","Plants","MW","Plants","MW","Plants","MW","Plants","MW","Plants","MW","Plants","MW","Plants","MW","Plants","MW","Plants","MW","Plants","MW","Plants"]
[2006,null,null,null,null,null,null,null,null,null,null,null,null,2006,7,1,0,0,0,0,7,1,0,0,0,0,0,0,0,0,0,0,0,0,0,0]
[2007,null,null,null,null,null,null,null,null,null,null,null,null,2007,5,1,0,0,5,1,0,0,0,0,0,0,0,0,0,0,0,0,0,0,0,0]
[2008,149.12724483582844,null,149.12724483582844,null,null,null,null,null,null,null,null,null,2008,770,3,0,0,770,3,0,0,0,0,0,0,0,0,0,0,0,0,0,0,0,0]
[2009,167.36989648621483,null,169.81719277699648,140.85728775117349,null,null,174.72234224300203,null,null,null,null,null,2009,1030,16,0,0,844,8,69,3,0,0,50,1,44,2,10.08,1,0,0,0,0,12.6,1]
[2010,138.37551844197338,null,137.0979132844819,128.50331036762131,null,null,{"$f":"NA()","v":{"$error":"#N/A"}},null,null,null,170.63077100798833,null,2010,1753,31,0,0,1457.3,17,251,11,0,0,0,0,0,0,0,0,32,1,0,0,13.15,2]
[2011,112.62417959838145,null,109.62623240737877,116.71189400660519,null,null,{"$f":"NA()","v":{"$error":"#N/A"}},null,null,null,{"$error":"#N/A"},null,2011,1810,21,6,1,1259,10,495,8,0,0,0,0,0,0,20,1,0,0,0,0,30,1]
[2012,87.364187136686922,null,91.107239144369942,84.023576640505908,null,null,{"$f":"NA()","v":{"$error":"#N/A"}},null,null,null,{"$error":"#N/A"},null,2012,1113,19,0,0,512.79999999999995,13,600,6,0,0,0,0,0,0,0,0,0,0,0,0,0,0]
[2013,68.969155460048924,null,68.133310776117114,63.761215639924124,null,null,{"$f":"NA()","v":{"$error":"#N/A"}},null,null,null,{"$error":"#N/A"},null,2013,708,24,12,1,489.31400000000002,17,138,3,28.8,1,0,0,0,0,0,0,0,0,20,1,20,1]
[2014,56.386761024675138,null,56.179360816200699,56.955970413650611,null,null,{"$f":"NA()","v":{"$error":"#N/A"}},null,null,null,58.468844811360427,null,2014,2276,43,0,0,892.36,21,564.41600000000005,10,100,1,0,0,157.5,1,10.3,1,0,0,0,0,551.79999999999995,9]
[2015,46.140641678831436,null,48.954023553757104,42.989562781227697,52.30471223721193,39.131754740986409,35.610613107888348,null,null,null,48.837524548741314,null,2015,3603,60,27.6,1,1343.8869999999999,21,865.48,14,215.25,4,168.6,4,318.5,3,80,1,0,0,0,0,583.55999999999995,12]
[2016,39.382724561342322,null,37.771649859299743,32.871616861833829,{"$f":"NA()","v":{"$error":"#N/A"}},null,{"$f":"NA()","v":{"$error":"#N/A"}},45.389494932798222,null,null,46.618775222129109,null,2016,917,14,0,0,226,4,307.8,3,0,0,0,0,150,1,180,3,24.9,1,0,0,28.56,2]
[2017,33.673820344552603,93.465821305047825,35.000055919636416,29.329318151487222,32.281297585313425,null,21.933479772135794,82.703437604620902,null,75.761482221315433,28.456224840396047,null,2017,2565,39,109.6,3,786.81999999999994,8,336,6,200,2,0,0,170,2,16.8,2,0,0,206.10999999999999,6,739.6,10]
[2018,25.710861177841384,null,31.897547982595224,21.952620074638496,41.688740854340779,null,null,31.576743689457786,null,null,26.379662462889204,null,2018,3425,42,0,0,434.68799999999999,4,1699,18,70.5,4,5.6814814814814811,1,144,1,236,3,6.3,1,0,0,829,10]
[2019,21.034872695302195,null,18.725808685904155,18.740403514301146,37.360203552837255,null,null,31.219587641321212,null,null,20.986318631622307,null,2019,2748,29,0,0,738.5,5,1098,11,109.30769230769231,2,4.5999999999999996,1,0,0,265.5,4,0,0,50,1,482,5]
[2020,21.727153327402736,null,22.140193467848825,20.442598313496102,{"$f":"NA()","v":{"$error":"#N/A"}},null,null,null,null,null,null,null,2020,1518,14,0,0,683,7,777.86,5,0,0,0,0,0,0,0,0,0,0,50,1,7.5,1]
[2021,23.108985883313053,null,18.51596486835939,17.684416368244094,36.430511144978503,null,null,null,40.301326167528892,null,null,null,2021,2605,15,0,0,140,2,1620,8,255,3,0,0,0,0,0,0,590,2,0,0,0,0]
["2022(P)",null,null,null,null,null,null,null,null,null,null,null,null,"2022(P)"]
[]
["PPA","Lower 48","Hawaii","West","Central","Northeast","Southeast","LevelTen",null,null,null,null,null,"PPA","Nationwide",null,"Hawaii",null,"West",null,"Central",null,"Northeast",null,"Southeast"]
["Execution","Average PPA","Average PPA","Average PPA","Average PPA","Average PPA","Average PPA","Price Data",null,null,null,null,null,"Execution","Sample",null,"Sample",null,"Sample",null,"Sample",null,"Sample",null,"Sample"]
["Year","2021 $/MWh","2021 $/MWh","2021 $/MWh","2021 $/MWh","2021 $/MWh","2021 $/MWh","2021 $/MWh",null,null,null,null,null,"Year","MW","Plants","MW","Plants","MW","Plants","MW","Plants","MW","Plants","MW","Plants"]
[2006,null,null,null,null,null,null,null,null,null,null,null,null,2006,{"$f":"Q49+S49+U49+W49+Y49","v":7},{"$f":"R49+T49+V49+X49+Z49","v":1},{"$f":"Q28","v":0},0,{"$f":"S28+U28","v":7},{"$f":"T28+V28","v":1},{"$f":"W28+Y28+AA28","v":0},{"$f":"X28+Z28+AB28","v":0},{"$f":"AC28+AE28+AG28","v":0},{"$f":"AD28+AF28+AH28","v":0},{"$f":"AI28","v":0},{"$f":"AJ28","v":0}]
[2007,null,null,null,null,null,null,null,null,null,null,null,null,2007,{"$f":"Q50+S50+U50+W50+Y50","v":5},1,0,0,5,1,0,0,0,0,0,0]
[2008,149.12724483582844,null,149.12724483582844,null,null,null,null,null,null,null,null,null,2008,770,3,0,0,770,3,0,0,0,0,0,0]
[2009,167.36989648621483,null,167.72210013405649,152.92949388138015,null,null,null,null,null,null,null,null,2009,1029.68,16,0,0,913,11,94,3,10.08,1,12.6,1]
[2010,138.37551844197338,null,135.85732358207053,{"$f":"NA()","v":{"$error":"#N/A"}},null,170.63077100798833,null,null,null,null,null,null,2010,1753.45,31,0,0,1708.3,28,0,0,32,1,13.15,2]
[2011,112.62417959838145,null,111.64225666215451,{"$f":"NA()","v":{"$error":"#N/A"}},null,{"$f":"NA()","v":{"$error":"#N/A"}},null,null,null,null,null,null,2011,1810,21,6,1,1754,18,0,0,20,1,30,1]
[2012,87.364187136686922,null,87.364187136686922,{"$f":"NA()","v":{"$error":"#N/A"}},null,{"$f":"NA()","v":{"$error":"#N/A"}},null,null,null,null,null,null,2012,1112.8,19,0,0,1112.8,19,0,0,0,0,0,0]
[2013,68.969155460048924,null,67.278457283634623,{"$f":"NA()","v":{"$error":"#N/A"}},null,{"$f":"NA()","v":{"$error":"#N/A"}},null,null,null,null,null,null,2013,708.11400000000003,24,12,1,627.31400000000008,20,28.8,1,20,1,20,1]
[2014,56.386761024675138,null,56.485034058976055,51.704874721228748,null,58.468844811360427,null,null,null,null,null,null,2014,2276.3760000000002,43,0,0,1456.7760000000001,31,257.5,2,10.3,1,551.79999999999995,9]
[2015,46.140641678831436,null,46.584219966945703,40.849346221857473,null,48.837524548741314,null,null,null,null,null,null,2015,3602.877,60,27.6,1,2209.3670000000002,35,702.35,11,80,1,583.55999999999995,12]
[2016,39.382724561342322,null,34.900753548002655,{"$f":"NA()","v":{"$error":"#N/A"}},57.033572519347992,46.618775222129109,null,null,null,null,null,null,2016,917.25999999999988,14,0,0,533.79999999999995,7,150,1,204.9,4,28.56,2]
[2017,33.673820344552603,93.465821305047825,33.369398648768573,26.922229320487698,76.329671554489138,28.456224840396047,null,null,null,null,null,null,2017,2564.9299999999998,39,109.6,3,1122.82,14,370,4,222.91,8,739.6,10]
[2018,25.710861177841384,null,23.967690665983998,34.802922779800916,34.474829985444643,26.379662462889204,{"$f":"AVERAGE('LevelTen Solar PPA Prices'!B41:C41)","v":27.236758567526188},null,null,null,null,null,2018,3425.1694814814819,42,0,0,2133.6880000000001,22,220.18148148148148,6,242.3,4,829,10]
[2019,21.034872695302195,null,18.734266918078465,37.659305707632349,32.827094187023505,20.986318631622307,{"$f":"'LevelTen Solar PPA Prices'!U41","v":25.385111424462064},null,null,null,null,null,2019,2747.9076923076923,29,0,0,1836.5,16,113.9076923076923,3,315.5,5,482,5]
[2020,21.727153327402736,null,21.217807001271755,{"$f":"NA()","v":{"$error":"#N/A"}},{"$f":"NA()","v":{"$error":"#N/A"}},null,{"$f":"'LevelTen Solar PPA Prices'!V41","v":25.877170418449197},null,null,null,null,null,2020,1518.3600000000001,14,0,0,1460.8600000000001,12,0,0,50,1,7.5,1]
[2021,23.108985883313053,null,17.760198876466717,36.430511144978503,40.301326167528892,null,{"$f":"'LevelTen Solar PPA Prices'!W41","v":28.243291930373488},null,null,null,null,null,2021,{"$f":"Q64+S64+U64+W64+Y64","v":2605},{"$f":"R64+T64+V64+X64+Z64","v":15},0,0,1760,10,255,3,590,2,0,0]
["2022(P)",null,null,null,null,null,null,{"$f":"AVERAGE('LevelTen Solar PPA Prices'!P41:Q41)","v":32.267928869160954},null,null,null,null,null,"2022(P)",{"$f":"Q65+S65+U65+W65+Y65","v":0},{"$f":"R65+T65+V65+X65+Z65","v":0},0,0,0,0,0,0,0,0,0,0]
[]
["Note: West = CAISO, West (non-ISO); Central = MISO, SPP, ERCOT; Northeast = PJM, NYISO, ISO-NE; Southeast = Southeast (non-ISO)"]

{"sheet":"LevelTen Solar PPA Prices","index":29,"n_rows":46,"n_cols":23,"rows_kept":46,"cut":false,"hidden":false,"merged":[[22,1,22,18],[23,1,23,18],[34,1,34,18]]}
["LevelTen Energy solar PPA price indices"]
[]
[]
[]
[]
[]
[]
[]
[]
[]
[]
[]
[]
[]
[]
[]
[]
[]
[]
[]
["Source: LevelTen Energy"]
[]
[null,"LevelTen PPA Price Index (25th percentile of first-year offer price)",null,null,null,null,null,null,null,null,null,null,null,null,null,null,null,null,null,"Average","Average","Average","Average"]
[null,"nominal $/MWh",null,null,null,null,null,null,null,null,null,null,null,null,null,null,null,null,null,"previous","calendar ","calendar ","calendar "]
["Region","3Q18","4Q18","1Q19","2Q19","3Q19","4Q19","1Q20","2Q20","3Q20","4Q20","1Q21","2Q21","3Q21","4Q21","1Q22","2Q22","3Q22","4Q22","four quarters","year 2019","year 2020","year 2021"]
["CAISO",26.4,26.4,23,24.3,24.2,23.9,22,25.9,25.1,25.1,28.8,27.5,29.5,28.3,30.2,34,null,null,{"$f":"AVERAGE(N26:Q26)","v":30.5},{"$f":"AVERAGE(D26:G26)","v":23.85},{"$f":"AVERAGE(H26:K26)","v":24.524999999999999},{"$f":"AVERAGE(L26:O26)","v":28.524999999999999}]
["ERCOT",25,25.5,24.1,24.4,24.4,24.2,24.2,24.7,26,26.7,26.5,27.2,28,28.3,32,33,null,null,{"$f":"AVERAGE(N27:Q27)","v":30.324999999999999},{"$f":"AVERAGE(D27:G27)","v":24.275000000000002},{"$f":"AVERAGE(H27:K27)","v":25.400000000000002},{"$f":"AVERAGE(L27:O27)","v":27.5}]
["SPP",28.9,24.9,24.5,24.9,24.7,24.5,24.7,27.2,28.1,30.5,30.9,31.5,31.9,36.700000000000003,44,44.5,null,null,39.274999999999999,24.65,27.625,32.75]
["MISO",31.7,32.4,33.4,32.4,31.3,30,31.6,30.4,31.2,33.700000000000003,34.6,35.299999999999997,35,36.1,{"$f":"Q29-6.2","v":39.599999999999994},45.8,null,null,39.125,31.774999999999999,31.725000000000001,35.25]
["PJM",33.9,34.5,33.5,33.5,34,34.9,34.9,34.9,36.799999999999997,37.5,36,35.9,37.5,43.1,44,{"$f":"P30+3","v":47},null,null,{"$f":"AVERAGE(N30:Q30)","v":42.9},{"$f":"AVERAGE(D30:G30)","v":33.975000000000001},{"$f":"AVERAGE(H30:K30)","v":36.024999999999999},{"$f":"AVERAGE(L30:O30)","v":38.125}]
["National",29.2,28.8,27.7,27.8,27.7,27.5,27.2,28.6,29.3,30.6,31.4,31.4,32.4,34,36.200000000000003,39.299999999999997,null,null,35.475000000000001,27.675000000000001,28.924999999999997,32.299999999999997]
[]
[]
[]
[null,"LevelTen PPA Price Index (Levelized 2021 $/MWh)"]
["CAISO",24.79484228216177,24.79484228216177,21.096930903798643,22.289366128795955,22.197640342257706,21.922462982642937,19.68185822665107,23.170914912284676,22.45521097677009,22.45521097677009,25.182873300147264,24.046146380348937,25.794957026192506,24.745670638686367,25.814343095328763,29.062505471562186,null,null,{"$f":"AVERAGE(N36:Q36)","v":26.354369057942456},{"$f":"AVERAGE(D36:G36)","v":21.87660008937381},{"$f":"AVERAGE(H36:K36)","v":21.940798773118981},{"$f":"AVERAGE(L36:O36)","v":24.942411836343766}]
["ERCOT",23.47996428235016,23.94956356799716,22.105914555719448,22.38109191533421,22.38109191533421,22.197640342257706,21.650044049316175,22.097359009012798,23.260377904223994,23.886618847799255,23.171741057427163,23.783824783472404,24.483349041809834,24.745670638686367,27.35294632617617,28.207725898869175,null,null,{"$f":"AVERAGE(N37:Q37)","v":26.197422976385386},22.266434682161396,22.723599952588057,24.04614638034894]
["SPP",27.142838710396788,23.386044425220756,22.472817701872472,22.839720848025486,22.656269274948979,22.472817701872472,22.097359009012798,24.333933807495875,25.139100734949778,27.28621254149353,27.019124478282993,27.543767672036065,27.893529801204767,32.090675351229315,37.610301198492238,38.037690984838733,null,null,33.908049333941264,22.610406381679852,24.714151523237994,28.636774325688286]
["MISO",29.772594710019998,30.430033709925805,30.636412703777165,29.719154838394616,28.710171186473804,27.517735961476493,28.270305452826094,27.196749549554205,27.912453485068795,30.149028283551875,30.254424173093586,30.866507899138824,30.604186302262288,31.566032157476254,33.849271078643014,39.148904429339652,null,null,33.792098491930304,29.145868672530518,28.382134192750243,30.822787632992739]
["PJM",31.838831566866819,32.402350709643223,30.728138490315406,30.728138490315406,31.186767423006692,32.012299501850976,31.222584186823749,31.222584186823749,32.922381033670881,33.548621977246142,31.478591625184077,31.391151092891882,32.790199609566749,37.686869417928705,37.610301198492238,40.174639916571259,null,null,{"$f":"AVERAGE(N40:Q40)","v":37.065502535639737},{"$f":"AVERAGE(D40:G40)","v":31.16383597637212},{"$f":"AVERAGE(H40:K40)","v":32.229042846141127},{"$f":"AVERAGE(L40:O40)","v":33.336702936392854}]
["National",27.424598281784988,27.048918853267384,25.408042871096633,25.499768657634881,25.408042871096633,25.224591298020119,24.333933807495875,25.586415694646391,26.212656638221659,27.375675533432855,27.45632713974388,27.45632713974388,28.330732462665665,29.729780979340514,30.943020531486795,33.592837206835114,null,null,30.649092795082023,25.385111424462064,25.877170418449197,28.243291930373488]
[]
["LevelTen Energy PPA price data are reported in nominal dollars (the top table shows as-reported nominal prices).  "]
["In the bottom table, we convert the as-reported nominal dollar data to levelized real (2021) dollar terms."]
["The conversion to levelized, real dollar terms assumes that LevelTen’s reported prices in each quarter are for 12-year, flat-priced (in nominal dollars) PPAs that commence in the following calendar year."]
["In each quarter, we deflate the 12-year nominal dollar price series to 2021 dollars using the GDP deflator (actual deflators historically, along with projected future deflators from the EIA’s Annual Energy Outlook 2022), and then levelize the resulting 12-year real-dollar price series using a 4% real discount rate."]

{"sheet":"PV+Battery Hybrid PPA Price","index":30,"n_rows":90,"n_cols":46,"rows_kept":90,"cut":false,"hidden":false,"merged":[[21,18,21,19],[20,18,20,19]]}
["Levelized price of PV+battery PPAs in the LBNL sample (bubble size represents battery:PV capacity)",null,null,null,null,null,null,"Levelized price of PV+battery PPAs in the LBNL sample (bubble size represents PV capacity)",null,null,null,null,null,"Levelized price of PV+battery PPAs in the LBNL sample (bubble size represents battery capacity)",null,null,null,"Levelized storage adder time trend in $/MW-month",null,null,null,null,null,null,null,"Levelized storage adder time trend in $/MWh-stored (assuming 1 full cycle per day)",null,null,null,null,null,null,null,null,null,"Levelized storage adder time trend in $/MWh-PV",null,null,null,null,null,null,null,null,null,"Levelized storage adder in $/MWh-PV as a function of battery:PV capacity"]
[]
[]
[]
[]
[]
[]
[]
[]
[]
[]
[]
[]
[]
[]
[]
[]
[]
[]
[]
[null,null,null,null,null,null,null,null,null,null,null,null,null,null,null,null,null,null,"for graphs",null,null,"for graphs","for graphs","for graphs","for graphs"]
[null,null,null,null,null,null,null,null,null,null,null,null,null,null,null,null,null,null,"$/MWh-PV",null,null,"Greenfield","Greenfield","Retrofit","Retrofit"]
["State","Plant_Name","EIA_Plant_ID","PV MW-AC","BESS MW-AC","BESS MWh","BESS Duration","BESS:PV Ratio","PPA_Execution","Plant_COD","Retrofit_Execution","Retrofit_COD","PV_$_per_MWh_real","BESS_$_per_MWh-PV_real","BESS_$_per_MWh-stored_real","BESS_$_per_MW-month_real","PV+BESS_$_per_MWh-PV_real",null,"HI","Non-HI",null,"PPA_Execution","BESS:PV Ratio","ESA_Execution","BESS:PV Ratio"]
["AZ","Pinal_Central_Energy_Center",61678,20,10,40,4,0.5,"2017-04-14","2018-04-30",null,null,null,null,null,null,74.329264519157789,null,{"$f":"IF($A24=\"HI\",Q24,NA())","v":{"$error":"#N/A"}},{"$f":"IF($A24=\"HI\",NA(),Q24)","v":74.329264519157789},null,"2017-04-14",{"$f":"H24","v":0.5}]
["AZ","Wilmot",64426,100,30,120,4,0.3,"2017-05-22","2021-04-30",null,null,21.48612730034651,12.550308002538856,80.327056150062276,9779.1999955782758,34.036435302885373,null,{"$f":"IF($A25=\"HI\",Q25,NA())","v":{"$error":"#N/A"}},{"$f":"IF($A25=\"HI\",NA(),Q25)","v":34.036435302885373},null,"2017-05-22",{"$f":"H25","v":0.3}]
["AZ","Mesquite_4",null,52.5,10,40,4,0.19047619047619047,"2020-02-11",null,null,null,null,null,null,null,19.644431042191027,null,{"$error":"#N/A"},19.644431042191027,null,"2020-02-11",0.19047619047619047]
["CA","McCoy",58462,250,230,920,4,0.92,"2011-09-29","2016-06-30","2020-04-09","2021-07-31",87.590614469332195,33.561165179619373,68.047720494308138,8284.8292917102317,110.15805213946634,null,{"$error":"#N/A"},110.15805213946634,null,null,null,"2020-04-09",{"$f":"H27","v":0.92}]
["CA","CA_Flats_130",60033,130,60,240,4,0.46153846153846156,"2014-12-09","2017-11-30","2020-05-29","2021-09-30",61.937393296612001,22.409632035075397,88.376812497597044,10760.307438924316,76.797001045145024,null,{"$error":"#N/A"},76.797001045145024,null,null,null,"2020-05-29",{"$f":"H28","v":0.46153846153846156}]
["CA","Blythe_II",60092,125,115,460,4,0.92,"2015-07-15","2016-10-31","2020-04-09","2021-03-31",52.51249107623493,34.552364317619777,68.047720494308138,8284.8292917102317,75.746437928806486,null,{"$error":"#N/A"},75.746437928806486,null,null,null,"2020-04-09",0.92]
["CA","RE_Garland",60233,180,88,352,4,0.48888888888888887,"2015-07-16","2016-11-30","2020-04-22","2021-08-31",49.547324909535298,16.865041418442349,61.337617522928525,7467.6785895218572,61.606337407952246,null,{"$error":"#N/A"},61.606337407952246,null,null,null,"2020-04-22",0.48888888888888887]
["CA","Blythe_III",60094,125,115,460,4,0.92,"2015-10-15","2020-05-31","2020-04-09","2021-05-31",43.996304672335192,33.697150218171458,68.047720494308138,8284.8292917102317,70.503986707415862,null,{"$error":"#N/A"},70.503986707415862,null,null,null,"2020-04-09",0.92]
["CA","BigBeau",64993,128,40,160,4,0.3125,"2018-10-25","2022-08-31",null,null,24.169759290292543,6.5967267497666153,40.309496729197299,4907.5653381304655,30.766486040059149,null,{"$error":"#N/A"},30.766486040059149,null,"2018-10-25",{"$f":"H32","v":0.3125}]
["CA","Eland",61168,400,300,1200,4,0.75,"2019-07-01","2023-07-31",null,null,15.057485736801725,14.8162040424714,39.110945736676342,4762.2243033311579,29.873689779273132,null,{"$error":"#N/A"},29.873689779273132,null,"2019-07-01",0.75]
["CA","Camino",63508,44,11,44,4,0.25,"2019-11-26","2023-12-31",null,null,23.388017741632648,4.8301474611411681,44.93406120610139,5471.2763525552155,28.218165202773807,null,{"$error":"#N/A"},28.218165202773807,null,"2019-11-26",0.25]
["CA","Maverick_6",64105,100,50,200,4,0.5,"2019-12-05","2022-05-31",null,null,22.61569693321789,12.686824885151157,48.371396075036749,5889.078405756557,35.302521818369051,null,{"$error":"#N/A"},35.302521818369051,null,"2019-12-05",0.5]
["CA","RE_Slate_SVCE/CCCE",63727,160.5,80.25,321,4,0.5,"2020-02-14","2022-03-31",null,null,23.037390238854758,9.8862616908049912,36.73119677649666,4471.8162077602483,32.923651929659755,null,{"$error":"#N/A"},32.923651929659755,null,"2020-02-14",0.5]
["CA","Arlington_Energy_Center_II",64481,233,132,528,4,0.5665236051502146,"2020-10-02","2022-08-31",null,null,21.077685337291118,14.024924167797066,50.320855388985045,6126.8469226880989,35.102609505088182,null,{"$error":"#N/A"},35.102609505088182,null,"2020-10-02",0.5665236051502146]
["CA","RE_Slate_Stanford",63727,63,50,200,4,0.79365079365079361,"2020-11-02","2022-03-31",null,null,17.34429260772022,17.098235751849305,39.537117246639156,4813.4752005047021,34.442528359569522,null,{"$error":"#N/A"},34.442528359569522,null,"2020-11-02",0.79365079365079361]
["CA","RE_Slate_PWRPA",63727,26,10,40,4,0.38461538461538464,"2020-11-05","2022-03-31",null,null,21.928637785879619,9.3651742191069722,45.01227134760363,5480.1146275790179,31.293812004986602,null,{"$error":"#N/A"},31.293812004986602,null,"2020-11-05",0.38461538461538464]
["CA","Deer_Creek",null,50,50,200,4,1,"2021-02-23",null,null,null,20.319647731923414,17.380830669616401,44.93080979067021,5470.6743893639941,37.700478401539819,null,{"$error":"#N/A"},37.700478401539819,null,"2021-02-23",1]
["CA","Jacumba_Valley",null,90,70,280,4,0.77777777777777779,"2021-06-01",null,null,null,17.193548080858271,19.638803963849764,49.744825125384871,6056.818073938708,36.832352044708024,null,{"$error":"#N/A"},36.832352044708024,null,"2021-06-01",0.77777777777777779]
["CA","Sacramento_Valley_Energy_Center",null,200,100,400,4,0.5,"2021-06-17",null,null,null,24.243746194903856,14.918251266110003,50.857369924515574,6192.3785461682137,39.161997461013868,null,{"$error":"#N/A"},39.161997461013868,null,"2021-06-17",0.5]
["CA","Blythe_110",60093,110,63,252,4,0.57272727272727275,null,"2016-04-30","2020-05-13","2021-06-30",null,17.230417089578342,52.312122229951171,6369.0157350454811,17.230417089578342,null,{"$error":"#N/A"},17.230417089578342,null,null,null,"2020-05-13",{"$f":"H43","v":0.57272727272727275}]
["CO","CO_Buffalo_Flats",63722,22,1,2,2,4.5454545454545456E-2,"2019-02-14","2021-03-31",null,null,null,null,null,null,27.192334005500843,null,{"$error":"#N/A"},27.192334005500843,null,"2019-02-14",4.5454545454545456E-2]
["FL","FL_Solar_6",null,50,12,24,2,0.24,"2020-05-01",null,null,null,null,null,null,null,27.149731253516954,null,{"$error":"#N/A"},27.149731253516954,null,"2020-05-01",0.24]
["GA","Cool_Springs",63721,213,40,80,2,0.18779342723004694,"2019-10-01","2021-12-31",null,null,null,null,null,null,24.646520120965562,null,{"$error":"#N/A"},24.646520120965562,null,"2019-10-01",0.18779342723004694]
["GA","Hickory_Park",63522,195.5,40,80,2,0.20460358056265984,"2019-10-01","2022-05-31",null,null,null,null,null,null,23.928781757777447,null,{"$error":"#N/A"},23.928781757777447,null,"2019-10-01",0.20460358056265984]
["HI","SC_KIUC",60546,13,13,52,4,1,"2015-09-09","2017-05-31",null,null,null,null,null,null,126.63824575345134,null,126.63824575345134,{"$error":"#N/A"},null,"2015-09-09",1]
["HI","AES_Lawai",61068,20,20,100,5,1,"2016-12-30","2018-12-31",null,null,null,null,null,null,93.753010130413585,null,93.753010130413585,{"$error":"#N/A"},null,"2016-12-30",1]
["HI","AES_Kekaha",63280,14,14,70,5,1,"2017-09-29","2021-04-30",null,null,null,null,null,null,89.709109421893771,null,89.709109421893771,{"$error":"#N/A"},null,"2017-09-29",1]
["HI","Hoohana Solar 1",63723,52,52,208,4,1,"2018-12-27","2023-08-31",null,null,null,null,null,null,80.858684525478992,null,80.858684525478992,{"$error":"#N/A"},null,"2018-12-27",1]
["HI","Hale Kuawehi",62529,30,30,120,4,1,"2018-12-27","2022-12-31",null,null,null,null,null,null,68.966200652827567,null,68.966200652827567,{"$error":"#N/A"},null,"2018-12-27",1]
["HI","Paeahu",62534,15,15,60,4,1,"2018-12-27","2023-09-30",null,null,null,null,null,null,92.201977006883013,null,92.201977006883013,{"$error":"#N/A"},null,"2018-12-27",1]
["HI","Waikoloa Solar",63900,30,30,120,4,1,"2018-12-28","2022-11-30",null,null,null,null,null,null,62.697550349855263,null,62.697550349855263,{"$error":"#N/A"},null,"2018-12-28",1]
["HI","Kuihelani Solar",64256,60,60,240,4,1,"2018-12-28","2022-12-31",null,null,null,null,null,null,61.386418887309908,null,61.386418887309908,{"$error":"#N/A"},null,"2018-12-28",1]
["HI","Mililani I Solar",57242,39,39,156,4,1,"2018-12-29","2022-07-31",null,null,null,null,null,null,72.10805168738321,null,72.10805168738321,{"$error":"#N/A"},null,"2018-12-29",1]
["HI","Waiawa Solar",65058,36,36,144,4,1,"2018-12-29","2022-10-31",null,null,null,null,null,null,78.460295476694299,null,78.460295476694299,{"$error":"#N/A"},null,"2018-12-29",1]
["HI","West Oahu",64656,12.5,12.5,50,4,1,"2019-02-28","2022-09-30",null,null,null,null,null,null,83.342993690379586,null,83.342993690379586,{"$error":"#N/A"},null,"2019-02-28",1]
["HI","Kahana",64095,20,20,80,4,1,"2020-09-01","2024-12-31",null,null,null,null,null,null,67.467513852937614,null,67.467513852937614,{"$error":"#N/A"},null,"2020-09-01",1]
["HI","Pulehu",null,40,40,160,4,1,"2020-09-01",null,null,null,null,null,null,null,69.370901444921827,null,69.370901444921827,{"$error":"#N/A"},null,"2020-09-01",1]
["HI","Kupehau",63799,60,60,240,4,1,"2020-09-01",null,null,null,null,null,null,null,102.07089568742855,null,102.07089568742855,{"$error":"#N/A"},null,"2020-09-01",1]
["HI","Barbers Point",64094,15,15,60,4,1,"2020-09-01","2024-12-31",null,null,null,null,null,null,84.335167999119008,null,84.335167999119008,{"$error":"#N/A"},null,"2020-09-01",1]
["HI","Mahi",null,120,120,480,4,1,"2020-09-01",null,null,null,null,null,null,null,73.17315561314264,null,73.17315561314264,{"$error":"#N/A"},null,"2020-09-01",1]
["HI","Mountain View",null,7,7,35,5,1,"2020-09-01",null,null,null,null,null,null,null,98.30496641395375,null,98.30496641395375,{"$error":"#N/A"},null,"2020-09-01",1]
["HI","Waiawa Phase 2",null,30,30,240,8,1,"2020-09-01",null,null,null,null,null,null,null,97.062888596702265,null,97.062888596702265,{"$error":"#N/A"},null,"2020-09-01",1]
["HI","Puako",null,60,60,240,4,1,"2020-10-20",null,null,null,null,null,null,null,69.130411456150995,null,69.130411456150995,{"$error":"#N/A"},null,"2020-10-20",1]
["HI","Kupono",null,42,42,168,4,1,"2020-12-01",null,null,null,null,null,null,null,96.752318411618049,null,96.752318411618049,{"$error":"#N/A"},null,"2020-12-01",1]
["HI","Kamaole",null,40,40,160,4,1,"2020-12-23",null,null,null,null,null,null,null,62.877644771489798,null,62.877644771489798,{"$error":"#N/A"},null,"2020-12-23",1]
["HI","West_Kaua'i",null,35,35,70,2,1,"2020-12-30",null,null,null,null,null,null,null,61.074428877363019,null,61.074428877363019,{"$error":"#N/A"},null,"2020-12-30",1]
["NM","Jicarilla_1",null,50,20,80,4,0.4,"2019-06-27",null,null,null,16.137710686885679,14.935096182665839,66.980947065016167,8154.7377368601237,31.07280686955152,null,{"$error":"#N/A"},31.07280686955152,null,"2019-06-27",0.4]
["NM","Arroyo",63172,300,150,600,4,0.5,"2019-06-27","2022-10-31",null,null,14.914358994936403,13.095534727261233,48.999040089121671,5965.7435979745633,28.009893722197639,null,{"$error":"#N/A"},28.009893722197639,null,"2019-06-27",0.5]
["NM","Buena_Vista",null,100,50,200,4,0.5,"2019-10-17",null,null,null,16.785651222719316,7.7813199643651965,35.862568215362529,4366.3485314934469,24.566971187084508,null,{"$error":"#N/A"},24.566971187084508,null,"2019-10-17",0.5]
["NM","Rockmont",64216,100,30,120,4,0.3,"2020-09-23","2023-06-30",null,null,21.87172753412926,7.8638647663534504,51.889063901348713,6317.6105126004077,29.735592300482715,null,{"$error":"#N/A"},29.735592300482715,null,"2020-09-23",0.3]
["NM","San_Juan_Solar_1",null,200,100,400,4,0.5,"2020-09-25",null,null,null,21.040042099559074,13.003578052989132,50.575416713972793,6157.6710059522966,34.043620152548201,null,{"$error":"#N/A"},34.043620152548201,null,"2020-09-25",0.5]
["NM","Sky_Ranch",null,190,50,200,4,0.26315789473684209,"2021-02-01",null,null,null,16.13067419949612,5.7711143506981708,42.363334945489051,5158.0644242574808,21.901788550194293,null,{"$error":"#N/A"},21.901788550194293,null,"2021-02-01",0.26315789473684209]
["NM","Jicarilla_Solar_Energy_Center_I",null,150,40,160,4,0.26666666666666666,"2021-04-01",null,null,null,11.636905951089984,7.6995995335810443,49.10295641408959,5978.6655826620809,19.336505484671029,null,{"$error":"#N/A"},19.336505484671029,null,"2021-04-01",0.26666666666666666]
["NM","Atrisco",null,300,150,600,4,0.5,"2021-04-01",null,null,null,14.950571581219034,11.053536412808411,42.876829914525267,5220.5864172787842,26.004107994027446,null,{"$error":"#N/A"},26.004107994027446,null,"2021-04-01",0.5]
["NV","Battle Mountain",61098,101,25,100,4,0.24752475247524752,"2018-05-30","2021-06-30",null,null,20.910998821864688,7.1015561877295195,56.767923859559858,6910.6319937325297,24.598086733184566,null,{"$error":"#N/A"},24.598086733184566,null,"2018-05-30",0.24752475247524752]
["NV","Dodge_Flat",63913,200,50,200,4,0.25,"2018-05-30","2022-03-31",null,null,20.918889764816331,6.2915427188453963,47.935726709228533,5836.2612922600165,25.396642391001642,null,{"$error":"#N/A"},25.396642391001642,null,"2018-05-30",0.25]
["NV","Fish_Springs_Ranch",64148,100,25,100,4,0.25,"2018-05-30","2022-03-31",null,null,23.641265083134559,6.7739595047658225,48.641817610019118,5922.2291345355334,28.462358464775694,null,{"$error":"#N/A"},28.462358464775694,null,"2018-05-30",0.25]
["NV","Arrow_Canyon",62248,200,75,375,5,0.375,"2019-06-24","2022-12-31",null,null,null,null,null,null,24.598890724310987,null,{"$error":"#N/A"},24.598890724310987,null,"2019-06-24",0.375]
["NV","Southern_Bighorn",63113,300,135,540,4,0.45,"2019-06-24","2024-04-30",null,null,null,null,null,null,24.852729153589955,null,{"$error":"#N/A"},24.852729153589955,null,"2019-06-24",0.45]
["NV","Gemini",63352,690,380,1416,3.7263157894736842,0.55072463768115942,"2019-06-24","2023-11-30",null,null,null,null,null,null,28.217803231689604,null,{"$error":"#N/A"},28.217803231689604,null,"2019-06-24",0.55072463768115942]
["NV","Chuckwalla",64558,200,180,720,4,0.9,"2020-03-25","2023-12-31",null,null,17.979945713778267,18.39308500926963,43.445875057774202,5290.0311372015703,36.373030723047911,null,{"$error":"#N/A"},36.373030723047911,null,"2020-03-25",0.9]
["NV","Boulder_3",65141,127.86,58,232,4,0.45362114813076804,"2020-04-08","2023-12-31",null,null,18.748329061957659,10.122161309754668,46.639982438300152,5678.781185804547,28.870490371712336,null,{"$error":"#N/A"},28.870490371712336,null,"2020-04-08",0.45362114813076804]
["NV","Hot_Pot",65419,350,280,1120,4,0.8,"2021-06-01","2024-12-31",null,null,18.414450132494149,16.864453140587784,41.159001370712595,5010.7347299303819,35.278903273081937,null,{"$error":"#N/A"},35.278903273081937,null,"2021-06-01",0.8]
["NV","Iron_Point",65377,250,200,800,4,0.8,"2021-06-01","2023-12-31",null,null,19.498576923069237,17.400431094693094,42.108694672701432,5127.2360045193664,36.899008017762334,null,{"$error":"#N/A"},36.899008017762334,null,"2021-06-01",0.8]
["NY","Moraine",null,94,5,20,4,5.3191489361702128E-2,"2021-01-15",null,null,null,null,null,null,null,45.977110618040541,null,{"$error":"#N/A"},45.977110618040541,null,"2021-01-15",5.3191489361702128E-2]
["NY","Tracy",65051,119,5,20,4,4.2016806722689079E-2,"2021-01-15","2023-11-30",null,null,null,null,null,null,47.430746955785835,null,{"$f":"IF($A89=\"HI\",Q89,NA())","v":{"$error":"#N/A"}},{"$f":"IF($A89=\"HI\",NA(),Q89)","v":47.430746955785835},null,"2021-01-15",4.2016806722689079E-2]
["OR","Wheatridge",62745,50,30,120,4,0.6,"2019-02-11","2022-03-31",null,null,30.419264249808762,14.504687530545896,39.167394321870027,4768.5176535501014,41.81893215724493,null,{"$error":"#N/A"},41.81893215724493,null,"2019-02-11",0.6]

{"sheet":"LCOE of Utility-Scale PV","index":31,"n_rows":1007,"n_cols":22,"rows_kept":1007,"cut":false,"hidden":false,"merged":[]}
["Estimated levelized cost of energy by commercial operation date, region, and project"]
[]
[]
[]
[]
[]
[]
[]
[]
[]
[]
[]
[]
[]
[]
[]
[]
[]
[]
[]
[]
["Source: Berkeley Lab",null,null,null,null,null,null,null,null,null,"Source: Berkeley Lab",null,null,null,null,null,null,null,null,null,null,"Source: Berkeley Lab"]
[]
["GW-AC:",43.4209855,6.1392529999999992,0.25308600000000003,1.5474285000000001,7.5229800000000004,4.082211,0.47923399999999994,12.709703999999999,10.519185000000002,0.17499999999999999,0.167904,null,null,null,null,"Project-Level","COD"]
["Projects:",981,68,15,52,214,159,29,204,226,7,14,null,null,"Plant","COD","LCOE","Year"]
[null,"Lower 48","ERCOT","SPP","MISO","West (non-ISO)","PJM","ISO-NE","CAISO","Southeast (non-ISO)","Hawaii","NYISO",null,null,"MW","Year","2021 $/MWh","Code"]
[2010,227.15107047786688,null,null,null,173.4011749018492,375.45864433781509,null,null,326.51671345805028,null,null,null,null,19,2010,182.19644928134559,1]
[2011,208.51288009112628,null,null,null,178.75786955204592,282.57215259671597,null,211.6439795853332,{"$error":"#N/A"},null,null,null,null,10,2010,362.34937853976083,1]
[2012,154.19055756670528,249.75361944324385,null,null,166.94667401552175,244.19145469221669,null,122.31068286823088,197.99934278923638,null,null,null,null,12.6,2010,332.62611796910784,1]
[2013,139.47806066362023,152.5162805877105,null,188.10201384010375,132.28492371839289,309.52623508957424,null,136.67020777250752,185.95458963301272,null,null,null,null,8.25,2010,445.50384714880335,1]
[2014,132.87043823285359,{"$error":"#N/A"},null,175.33281769119455,109.22110243181916,143.60337916293716,236.66706222282104,133.75511226797911,132.99304183695008,null,null,null,null,17.5,2010,304.89811966093902,1]
[2015,102.89510328301191,106.28590195217254,null,164.19785767301283,82.789490612348615,113.97651262528809,{"$error":"#N/A"},111.03858655660937,101.93817336586983,null,null,null,null,5.0999999999999996,2010,290.34743974169646,1]
[2016,77.421784849226043,78.602959994582989,68.203102239366288,93.306713487970995,70.24963256305233,108.57603334944218,175.00235685006317,76.968117692868134,83.447531625914948,null,null,null,null,30.64,2010,166.88538185951538,1]
[2017,75.242487535191216,70.233079554888846,77.345446640717171,98.51529536528821,64.081831914494018,81.360786117229296,134.99124998709138,79.680840135629936,77.637299483867508,130.58806612885647,122.03241180528022,null,null,48,2010,154.677578484316,1]
[2018,59.903516322335719,48.669688007713106,61.04301279624088,47.714189296222365,58.44628422953523,79.8372448452307,99.041347734808085,66.935072374536503,54.666115705793004,{"$error":"#N/A"},{"$error":"#N/A"},null,null,10.08,2010,353.21940509454231,1]
[2019,51.09463183291912,49.876400317736021,45.309242953282528,64.357811780634975,45.728585789500428,64.632931329330091,91.325486054247065,51.13868750269905,47.914832547034052,81.883566007247012,90.042114676285635,null,null,13.9,2010,277.57856539559384,1]
[2020,44.397657293307425,40.109276745925079,46.4812853233393,57.125012784259809,42.544716728202864,57.659394819179312,81.469023020852262,40.466997677469898,44.287555051000894,null,87.23724650350735,null,null,17.600000000000001,2011,173.23456820883476,2]
[2021,32.978572168632624,30.315494263171246,{"$error":"#N/A"},39.82192731354403,28.516938374955771,37.319314621887699,54.065058119608814,{"$error":"#N/A"},32.117410193391237,null,null,null,null,15,2011,248.66053181112352,2]
[null,null,null,null,null,null,null,null,null,null,null,null,null,null,20,2011,164.43641222414641,2]
[null,null,null,null,null,null,null,null,null,null,null,null,null,null,17,2011,198.40737150447598,2]
[null,{"$f":"B38/B27-1","v":-0.85481656723318866},null,null,null,null,null,null,null,null,null,null,null,null,16,2011,184.11888783532183,2]
[null,{"$f":"(B38/B27)^(1/11)-1","v":-0.16090594929983348},null,null,null,null,null,null,null,null,null,null,null,null,10.4,2011,165.84555167222214,2]
[null,null,null,null,null,null,null,null,null,null,null,null,null,null,6,2011,236.79268686146338,2]
[null,null,null,null,null,null,null,null,null,null,null,null,null,null,15,2011,218.61266533500182,2]
[null,null,null,null,null,null,null,null,null,null,null,null,null,null,8.91,2011,208.84388656551988,2]
[null,null,null,null,null,null,null,null,null,null,null,null,null,null,19,2011,222.33031009369839,2]
[null,null,null,null,null,null,null,null,null,null,null,null,null,null,18,2011,208.33601245514666,2]
[null,null,null,null,null,null,null,null,null,null,null,null,null,null,20,2011,181.49744574324299,2]
[null,null,null,null,null,null,null,null,null,null,null,null,null,null,20,2011,225.91878656893138,2]
[null,null,null,null,null,null,null,null,null,null,null,null,null,null,15,2011,198.88446098794878,2]
[null,null,null,null,null,null,null,null,null,null,null,null,null,null,5.2,2011,163.05828493105031,2]
[null,null,null,null,null,null,null,null,null,null,null,null,null,null,30.4,2011,167.70063418117857,2]
[null,null,null,null,null,null,null,null,null,null,null,null,null,null,10,2011,257.8162481900315,2]
[null,null,null,null,null,null,null,null,null,null,null,null,null,null,5.5,2011,236.73938923356388,2]
[null,null,null,null,null,null,null,null,null,null,null,null,null,null,8,2011,270.48859806936065,2]
[null,null,null,null,null,null,null,null,null,null,null,null,null,null,12,2011,335.54281355043724,2]
[null,null,null,null,null,null,null,null,null,null,null,null,null,null,10,2011,297.69672662365775,2]
[null,null,null,null,null,null,null,null,null,null,null,null,null,null,18,2011,312.77795133029355,2]
[null,null,null,null,null,null,null,null,null,null,null,null,null,null,9,2011,142.35694685118173,2]
[null,null,null,null,null,null,null,null,null,null,null,null,null,null,7,2011,166.91316985036832,2]
[null,null,null,null,null,null,null,null,null,null,null,null,null,null,20.16,2011,147.75054470491898,2]
[null,null,null,null,null,null,null,null,null,null,null,null,null,null,31.5,2011,297.87373284902526,2]
[null,null,null,null,null,null,null,null,null,null,null,null,null,null,8.08,2011,179.13654084692413,2]
[null,null,null,null,null,null,null,null,null,null,null,null,null,null,30,2011,216.59559419480448,2]
[null,null,null,null,null,null,null,null,null,null,null,null,null,null,5.0999999999999996,2012,110.52244700116607,3]
[null,null,null,null,null,null,null,null,null,null,null,null,null,null,9,2012,155.70895633800936,3]
[null,null,null,null,null,null,null,null,null,null,null,null,null,null,19,2012,184.5853895859847,3]
[null,null,null,null,null,null,null,null,null,null,null,null,null,null,20,2012,143.05818244743904,3]
[null,null,null,null,null,null,null,null,null,null,null,null,null,null,170,2012,117.91329970957962,3]
[null,null,null,null,null,null,null,null,null,null,null,null,null,null,26.46,2012,145.55765679619967,3]
[null,null,null,null,null,null,null,null,null,null,null,null,null,null,19,2012,148.81210915805491,3]
[null,null,null,null,null,null,null,null,null,null,null,null,null,null,50,2012,151.82636953376115,3]
[null,null,null,null,null,null,null,null,null,null,null,null,null,null,20,2012,155.77325116664662,3]
[null,null,null,null,null,null,null,null,null,null,null,null,null,null,20,2012,138.62815666668615,3]
[null,null,null,null,null,null,null,null,null,null,null,null,null,null,10,2012,221.48337135187447,3]
[null,null,null,null,null,null,null,null,null,null,null,null,null,null,20,2012,164.76406318066407,3]
[null,null,null,null,null,null,null,null,null,null,null,null,null,null,23,2012,187.13542796821434,3]
[null,null,null,null,null,null,null,null,null,null,null,null,null,null,10,2012,365.97560506651962,3]
[null,null,null,null,null,null,null,null,null,null,null,null,null,null,25.8,2012,167.65969159504272,3]
[null,null,null,null,null,null,null,null,null,null,null,null,null,null,30,2012,162.06082433029687,3]
[null,null,null,null,null,null,null,null,null,null,null,null,null,null,11.12,2012,170.16628994815466,3]
[null,null,null,null,null,null,null,null,null,null,null,null,null,null,14.85,2012,185.46815903685251,3]
[null,null,null,null,null,null,null,null,null,null,null,null,null,null,14.85,2012,180.91375730125924,3]
[null,null,null,null,null,null,null,null,null,null,null,null,null,null,12,2012,231.9638670872468,3]
[null,null,null,null,null,null,null,null,null,null,null,null,null,null,20,2012,220.86800691713839,3]
[null,null,null,null,null,null,null,null,null,null,null,null,null,null,5.5,2012,242.14833757446297,3]
[null,null,null,null,null,null,null,null,null,null,null,null,null,null,20,2012,205.3681038080453,3]
[null,null,null,null,null,null,null,null,null,null,null,null,null,null,13,2012,281.83748685345012,3]
[null,null,null,null,null,null,null,null,null,null,null,null,null,null,20,2012,206.84116334715162,3]
[null,null,null,null,null,null,null,null,null,null,null,null,null,null,12.5,2012,177.66968872412536,3]
[null,null,null,null,null,null,null,null,null,null,null,null,null,null,5.5,2012,302.63611450161721,3]
[null,null,null,null,null,null,null,null,null,null,null,null,null,null,5.5,2012,190.88384372446527,3]
[null,null,null,null,null,null,null,null,null,null,null,null,null,null,15.904,2012,268.29768086589826,3]
[null,null,null,null,null,null,null,null,null,null,null,null,null,null,12,2012,160.52278918382032,3]
[null,null,null,null,null,null,null,null,null,null,null,null,null,null,20,2012,187.09906159908653,3]
[null,null,null,null,null,null,null,null,null,null,null,null,null,null,92,2012,72.262369359273634,3]
[null,null,null,null,null,null,null,null,null,null,null,null,null,null,52,2012,153.95940159235093,3]
[null,null,null,null,null,null,null,null,null,null,null,null,null,null,21.8,2012,176.70106666222975,3]
[null,null,null,null,null,null,null,null,null,null,null,null,null,null,10,2012,315.34798460746015,3]
[null,null,null,null,null,null,null,null,null,null,null,null,null,null,7.6,2012,205.60996091119969,3]
[null,null,null,null,null,null,null,null,null,null,null,null,null,null,9.9,2012,254.09938929722102,3]
[null,null,null,null,null,null,null,null,null,null,null,null,null,null,9.9,2012,247.29880427675513,3]
[null,null,null,null,null,null,null,null,null,null,null,null,null,null,10.6,2012,248.08210813988944,3]
[null,null,null,null,null,null,null,null,null,null,null,null,null,null,37.44,2013,123.81637388876739,4]
[null,null,null,null,null,null,null,null,null,null,null,null,null,null,129,2013,138.68904219224197,4]
[null,null,null,null,null,null,null,null,null,null,null,null,null,null,15,2013,110.98168703285434,4]
[null,null,null,null,null,null,null,null,null,null,null,null,null,null,14,2013,144.91400617106223,4]
[null,null,null,null,null,null,null,null,null,null,null,null,null,null,14.8,2013,114.76840795864868,4]
[null,null,null,null,null,null,null,null,null,null,null,null,null,null,9,2013,82.951247695676997,4]
[null,null,null,null,null,null,null,null,null,null,null,null,null,null,130,2013,158.97373306409267,4]
[null,null,null,null,null,null,null,null,null,null,null,null,null,null,66,2013,149.11812898388519,4]
[null,null,null,null,null,null,null,null,null,null,null,null,null,null,20.2,2013,199.32513716803615,4]
[null,null,null,null,null,null,null,null,null,null,null,null,null,null,26,2013,128.7095977366763,4]
[null,null,null,null,null,null,null,null,null,null,null,null,null,null,250,2013,134.97468754267092,4]
[null,null,null,null,null,null,null,null,null,null,null,null,null,null,147.4,2013,123.24855352692745,4]
[null,null,null,null,null,null,null,null,null,null,null,null,null,null,110,2013,117.16399029405945,4]
[null,null,null,null,null,null,null,null,null,null,null,null,null,null,20,2013,120.54599807263023,4]
[null,null,null,null,null,null,null,null,null,null,null,null,null,null,20,2013,198.7804350873227,4]
[null,null,null,null,null,null,null,null,null,null,null,null,null,null,20,2013,179.63764351292568,4]
[null,null,null,null,null,null,null,null,null,null,null,null,null,null,12,2013,107.88912586733585,4]
[null,null,null,null,null,null,null,null,null,null,null,null,null,null,8.5,2013,114.59218053323458,4]
[null,null,null,null,null,null,null,null,null,null,null,null,null,null,8.5,2013,467.44876109978821,4]
[null,null,null,null,null,null,null,null,null,null,null,null,null,null,20,2013,137.01727970890349,4]
[null,null,null,null,null,null,null,null,null,null,null,null,null,null,20,2013,121.79970712831039,4]
[null,null,null,null,null,null,null,null,null,null,null,null,null,null,20,2013,121.16355982606409,4]
[null,null,null,null,null,null,null,null,null,null,null,null,null,null,10,2013,168.83387286059323,4]
[null,null,null,null,null,null,null,null,null,null,null,null,null,null,20,2013,124.65124149174963,4]
[null,null,null,null,null,null,null,null,null,null,null,null,null,null,7.65,2013,197.83691483569987,4]
[null,null,null,null,null,null,null,null,null,null,null,null,null,null,16,2013,165.68719686118132,4]
[null,null,null,null,null,null,null,null,null,null,null,null,null,null,10,2013,213.90035878645403,4]
[null,null,null,null,null,null,null,null,null,null,null,null,null,null,10.1,2013,172.70043667675694,4]
[null,null,null,null,null,null,null,null,null,null,null,null,null,null,10.1,2013,173.86613561694614,4]
[null,null,null,null,null,null,null,null,null,null,null,null,null,null,8.6,2013,193.98408285340975,4]
[null,null,null,null,null,null,null,null,null,null,null,null,null,null,20,2013,196.6484100389967,4]
[null,null,null,null,null,null,null,null,null,null,null,null,null,null,9.8000000000000007,2013,259.33483467572688,4]
[null,null,null,null,null,null,null,null,null,null,null,null,null,null,7.5,2013,372.49757096678292,4]
[null,null,null,null,null,null,null,null,null,null,null,null,null,null,8,2013,103.78413837136252,4]
[null,null,null,null,null,null,null,null,null,null,null,null,null,null,7.5,2013,92.923696969483728,4]
[null,null,null,null,null,null,null,null,null,null,null,null,null,null,30,2013,122.57764343423391,4]
[null,null,null,null,null,null,null,null,null,null,null,null,null,null,9.9990000000000006,2013,151.68307334222914,4]
[null,null,null,null,null,null,null,null,null,null,null,null,null,null,40.700000000000003,2013,152.7597771602891,4]
[null,null,null,null,null,null,null,null,null,null,null,null,null,null,290,2014,150.3177107908221,5]
[null,null,null,null,null,null,null,null,null,null,null,null,null,null,37.119999999999997,2014,102.07931705031127,5]
[null,null,null,null,null,null,null,null,null,null,null,null,null,null,29,2014,151.59441938715062,5]
[null,null,null,null,null,null,null,null,null,null,null,null,null,null,12.6,2014,112.57152359509718,5]
[null,null,null,null,null,null,null,null,null,null,null,null,null,null,17.7,2014,97.367622399314229,5]
[null,null,null,null,null,null,null,null,null,null,null,null,null,null,6,2014,129.40149010767448,5]
[null,null,null,null,null,null,null,null,null,null,null,null,null,null,13.624000000000001,2014,221.70051811320286,5]
[null,null,null,null,null,null,null,null,null,null,null,null,null,null,19.568000000000001,2014,169.55500073293473,5]
[null,null,null,null,null,null,null,null,null,null,null,null,null,null,241.5,2014,170.43043675684532,5]
[null,null,null,null,null,null,null,null,null,null,null,null,null,null,19.7,2014,121.01360914791181,5]
[null,null,null,null,null,null,null,null,null,null,null,null,null,null,18.5,2014,96.178214495818679,5]
[null,null,null,null,null,null,null,null,null,null,null,null,null,null,170,2014,115.90602247432268,5]
[null,null,null,null,null,null,null,null,null,null,null,null,null,null,19.760000000000002,2014,128.51081749506744,5]
[null,null,null,null,null,null,null,null,null,null,null,null,null,null,249.7,2014,132.94036555181054,5]
[null,null,null,null,null,null,null,null,null,null,null,null,null,null,313.7,2014,137.84973891986928,5]
[null,null,null,null,null,null,null,null,null,null,null,null,null,null,10,2014,112.677976961781,5]
[null,null,null,null,null,null,null,null,null,null,null,null,null,null,10,2014,89.40486061578325,5]
[null,null,null,null,null,null,null,null,null,null,null,null,null,null,20,2014,84.630626205811325,5]
[null,null,null,null,null,null,null,null,null,null,null,null,null,null,206.72,2014,164.79730391145154,5]
[null,null,null,null,null,null,null,null,null,null,null,null,null,null,6,2014,151.35378029814669,5]
[null,null,null,null,null,null,null,null,null,null,null,null,null,null,12,2014,135.84533455638467,5]
[null,null,null,null,null,null,null,null,null,null,null,null,null,null,8,2014,129.03515181496286,5]
[null,null,null,null,null,null,null,null,null,null,null,null,null,null,19,2014,106.89288146111289,5]
[null,null,null,null,null,null,null,null,null,null,null,null,null,null,45,2014,96.035389089324525,5]
[null,null,null,null,null,null,null,null,null,null,null,null,null,null,15,2014,98.441750104155219,5]
[null,null,null,null,null,null,null,null,null,null,null,null,null,null,10,2014,98.659261474366062,5]
[null,null,null,null,null,null,null,null,null,null,null,null,null,null,20,2014,107.01470258754682,5]
[null,null,null,null,null,null,null,null,null,null,null,null,null,null,19.405999999999999,2014,109.05284604908336,5]
[null,null,null,null,null,null,null,null,null,null,null,null,null,null,19.649999999999999,2014,117.0451106745961,5]
[null,null,null,null,null,null,null,null,null,null,null,null,null,null,17.5,2014,147.06244630889975,5]
[null,null,null,null,null,null,null,null,null,null,null,null,null,null,20,2014,88.535699361445566,5]
[null,null,null,null,null,null,null,null,null,null,null,null,null,null,20,2014,94.17643428356746,5]
[null,null,null,null,null,null,null,null,null,null,null,null,null,null,60,2014,129.3657711938807,5]
[null,null,null,null,null,null,null,null,null,null,null,null,null,null,155.1,2014,149.87479271134151,5]
[null,null,null,null,null,null,null,null,null,null,null,null,null,null,6.49,2014,102.10421418579796,5]
[null,null,null,null,null,null,null,null,null,null,null,null,null,null,585.9,2014,118.81855948929395,5]
[null,null,null,null,null,null,null,null,null,null,null,null,null,null,19.945,2014,82.20584849473606,5]
[null,null,null,null,null,null,null,null,null,null,null,null,null,null,18,2014,101.41223062171446,5]
[null,null,null,null,null,null,null,null,null,null,null,null,null,null,20,2014,89.491261322602398,5]
[null,null,null,null,null,null,null,null,null,null,null,null,null,null,30,2014,152.53634811416882,5]
[null,null,null,null,null,null,null,null,null,null,null,null,null,null,8.8204999999999991,2014,130.88805158973361,5]
[null,null,null,null,null,null,null,null,null,null,null,null,null,null,7.8920000000000003,2014,229.49069949853137,5]
[null,null,null,null,null,null,null,null,null,null,null,null,null,null,6.25,2014,221.92335869453504,5]
[null,null,null,null,null,null,null,null,null,null,null,null,null,null,14,2014,243.82232811325187,5]
[null,null,null,null,null,null,null,null,null,null,null,null,null,null,19.946000000000002,2014,110.59519069719036,5]
[null,null,null,null,null,null,null,null,null,null,null,null,null,null,19.79,2014,125.8629090652969,5]
[null,null,null,null,null,null,null,null,null,null,null,null,null,null,19.646000000000001,2014,138.77017873338551,5]
[null,null,null,null,null,null,null,null,null,null,null,null,null,null,8,2014,148.64369321113804,5]
[null,null,null,null,null,null,null,null,null,null,null,null,null,null,7,2014,238.03678263803445,5]
[null,null,null,null,null,null,null,null,null,null,null,null,null,null,5.34,2014,171.71737517468321,5]
[null,null,null,null,null,null,null,null,null,null,null,null,null,null,7.726,2014,226.86277025670697,5]
[null,null,null,null,null,null,null,null,null,null,null,null,null,null,8,2014,154.76199697906242,5]
[null,null,null,null,null,null,null,null,null,null,null,null,null,null,7,2014,146.63326240611116,5]
[null,null,null,null,null,null,null,null,null,null,null,null,null,null,7.6,2014,68.591472855806984,5]
[null,null,null,null,null,null,null,null,null,null,null,null,null,null,52.2,2014,83.518315509090854,5]
[null,null,null,null,null,null,null,null,null,null,null,null,null,null,9.1199999999999992,2014,67.032144593104761,5]
[null,null,null,null,null,null,null,null,null,null,null,null,null,null,6.08,2014,81.907282444185569,5]
[null,null,null,null,null,null,null,null,null,null,null,null,null,null,20,2014,96.768795631267793,5]
[null,null,null,null,null,null,null,null,null,null,null,null,null,null,17.494,2014,133.7678312800829,5]
[null,null,null,null,null,null,null,null,null,null,null,null,null,null,15.84,2014,114.53740873199121,5]
[null,null,null,null,null,null,null,null,null,null,null,null,null,null,15.84,2014,112.17910572831967,5]
[null,null,null,null,null,null,null,null,null,null,null,null,null,null,39.6,2014,184.55323659787507,5]
[null,null,null,null,null,null,null,null,null,null,null,null,null,null,10.416,2014,76.258263016452688,5]
[null,null,null,null,null,null,null,null,null,null,null,null,null,null,12.5,2015,115.07290216107302,6]
[null,null,null,null,null,null,null,null,null,null,null,null,null,null,11.2,2015,83.40447480481879,6]
[null,null,null,null,null,null,null,null,null,null,null,null,null,null,11.2,2015,82.958251849809955,6]
[null,null,null,null,null,null,null,null,null,null,null,null,null,null,55,2015,81.180597150997627,6]
[null,null,null,null,null,null,null,null,null,null,null,null,null,null,45,2015,63.144687378614634,6]
[null,null,null,null,null,null,null,null,null,null,null,null,null,null,12,2015,137.1870403513652,6]
[null,null,null,null,null,null,null,null,null,null,null,null,null,null,20.004000000000001,2015,120.23091145375464,6]
[null,null,null,null,null,null,null,null,null,null,null,null,null,null,18.7,2015,107.79214498322487,6]
[null,null,null,null,null,null,null,null,null,null,null,null,null,null,18.399999999999999,2015,105.16890994171065,6]
[null,null,null,null,null,null,null,null,null,null,null,null,null,null,20.02,2015,120.16985996054788,6]
[null,null,null,null,null,null,null,null,null,null,null,null,null,null,19.75,2015,105.68614241658176,6]
[null,null,null,null,null,null,null,null,null,null,null,null,null,null,20,2015,117.60341915048689,6]
[null,null,null,null,null,null,null,null,null,null,null,null,null,null,20,2015,104.45481276421546,6]
[null,null,null,null,null,null,null,null,null,null,null,null,null,null,12,2015,126.88437129506103,6]
[null,null,null,null,null,null,null,null,null,null,null,null,null,null,26.655999999999999,2015,118.65303601651344,6]
[null,null,null,null,null,null,null,null,null,null,null,null,null,null,20.007000000000001,2015,118.44396126120211,6]
[null,null,null,null,null,null,null,null,null,null,null,null,null,null,20,2015,73.530242442278151,6]
[null,null,null,null,null,null,null,null,null,null,null,null,null,null,20,2015,68.164375738310795,6]
[null,null,null,null,null,null,null,null,null,null,null,null,null,null,32,2015,93.417775977494429,6]
[null,null,null,null,null,null,null,null,null,null,null,null,null,null,20,2015,127.92281446244097,6]
[null,null,null,null,null,null,null,null,null,null,null,null,null,null,15,2015,98.779442986059706,6]
[null,null,null,null,null,null,null,null,null,null,null,null,null,null,20,2015,83.003976472116406,6]
[null,null,null,null,null,null,null,null,null,null,null,null,null,null,7,2015,86.970018411630207,6]
[null,null,null,null,null,null,null,null,null,null,null,null,null,null,62.5,2015,146.30867083111622,6]
[null,null,null,null,null,null,null,null,null,null,null,null,null,null,19.2,2015,130.38947730195409,6]
[null,null,null,null,null,null,null,null,null,null,null,null,null,null,20,2015,92.896076930615507,6]
[null,null,null,null,null,null,null,null,null,null,null,null,null,null,105.1,2015,128.73732460056297,6]
[null,null,null,null,null,null,null,null,null,null,null,null,null,null,16.66,2015,105.39600188842498,6]
[null,null,null,null,null,null,null,null,null,null,null,null,null,null,9.98,2015,89.186620564482425,6]
[null,null,null,null,null,null,null,null,null,null,null,null,null,null,20,2015,111.73559761445709,6]
[null,null,null,null,null,null,null,null,null,null,null,null,null,null,30,2015,91.111730660136146,6]
[null,null,null,null,null,null,null,null,null,null,null,null,null,null,20,2015,88.161004789180225,6]
[null,null,null,null,null,null,null,null,null,null,null,null,null,null,20,2015,94.693583142222039,6]
[null,null,null,null,null,null,null,null,null,null,null,null,null,null,22,2015,97.743310398423773,6]
[null,null,null,null,null,null,null,null,null,null,null,null,null,null,314.39999999999998,2015,116.26351889536201,6]
[null,null,null,null,null,null,null,null,null,null,null,null,null,null,279.5,2015,116.7806298819029,6]
[null,null,null,null,null,null,null,null,null,null,null,null,null,null,7.5,2015,156.84685802194704,6]
[null,null,null,null,null,null,null,null,null,null,null,null,null,null,13,2015,84.632727109767899,6]
[null,null,null,null,null,null,null,null,null,null,null,null,null,null,10,2015,101.68607831791007,6]
[null,null,null,null,null,null,null,null,null,null,null,null,null,null,20,2015,99.223508971104465,6]
[null,null,null,null,null,null,null,null,null,null,null,null,null,null,14.994,2015,92.306869824995715,6]
[null,null,null,null,null,null,null,null,null,null,null,null,null,null,52,2015,103.6052306888087,6]
[null,null,null,null,null,null,null,null,null,null,null,null,null,null,6,2015,119.11664010852932,6]
[null,null,null,null,null,null,null,null,null,null,null,null,null,null,5.5,2015,80.91124426207773,6]
[null,null,null,null,null,null,null,null,null,null,null,null,null,null,18.972000000000001,2015,94.719923845925763,6]
[null,null,null,null,null,null,null,null,null,null,null,null,null,null,81.06,2015,88.382774531523893,6]
[null,null,null,null,null,null,null,null,null,null,null,null,null,null,30,2015,120.27684038373047,6]
[null,null,null,null,null,null,null,null,null,null,null,null,null,null,21,2015,97.421350997043334,6]
[null,null,null,null,null,null,null,null,null,null,null,null,null,null,20,2015,112.87133816561621,6]
[null,null,null,null,null,null,null,null,null,null,null,null,null,null,10,2015,160.94054656062369,6]
[null,null,null,null,null,null,null,null,null,null,null,null,null,null,5.2,2015,171.17556535014356,6]
[null,null,null,null,null,null,null,null,null,null,null,null,null,null,5.2,2015,163.82886180094368,6]
[null,null,null,null,null,null,null,null,null,null,null,null,null,null,10.3,2015,94.630968255268897,6]
[null,null,null,null,null,null,null,null,null,null,null,null,null,null,17.5,2015,132.02666713271842,6]
[null,null,null,null,null,null,null,null,null,null,null,null,null,null,15.003,2015,103.83172128493085,6]
[null,null,null,null,null,null,null,null,null,null,null,null,null,null,12.8,2015,121.6577638890795,6]
[null,null,null,null,null,null,null,null,null,null,null,null,null,null,81,2015,103.71181428835004,6]
[null,null,null,null,null,null,null,null,null,null,null,null,null,null,14,2015,112.67611676043673,6]
[null,null,null,null,null,null,null,null,null,null,null,null,null,null,47.7,2015,98.001156900479273,6]
[null,null,null,null,null,null,null,null,null,null,null,null,null,null,23.1,2015,111.28011287278295,6]
[null,null,null,null,null,null,null,null,null,null,null,null,null,null,20,2015,87.818632268889232,6]
[null,null,null,null,null,null,null,null,null,null,null,null,null,null,21,2015,104.90679244778818,6]
[null,null,null,null,null,null,null,null,null,null,null,null,null,null,20,2015,132.92456826564498,6]
[null,null,null,null,null,null,null,null,null,null,null,null,null,null,19.654,2015,132.17472274385332,6]
[null,null,null,null,null,null,null,null,null,null,null,null,null,null,20,2015,107.5763005826585,6]
[null,null,null,null,null,null,null,null,null,null,null,null,null,null,11.6619999999999,2015,103.24233224206772,6]
[null,null,null,null,null,null,null,null,null,null,null,null,null,null,64.8,2015,94.277737690189809,6]
[null,null,null,null,null,null,null,null,null,null,null,null,null,null,20,2015,99.195082044505654,6]
[null,null,null,null,null,null,null,null,null,null,null,null,null,null,12,2015,101.21022632762956,6]
[null,null,null,null,null,null,null,null,null,null,null,null,null,null,15,2015,145.33489558186125,6]
[null,null,null,null,null,null,null,null,null,null,null,null,null,null,8.6,2015,160.99099336764007,6]
[null,null,null,null,null,null,null,null,null,null,null,null,null,null,10,2015,184.1515066534316,6]
[null,null,null,null,null,null,null,null,null,null,null,null,null,null,7.8,2015,148.84105896554399,6]
[null,null,null,null,null,null,null,null,null,null,null,null,null,null,10,2015,68.300556496711579,6]
[null,null,null,null,null,null,null,null,null,null,null,null,null,null,9.5,2015,66.628606055245712,6]
[null,null,null,null,null,null,null,null,null,null,null,null,null,null,10.5,2015,61.917004637921181,6]
[null,null,null,null,null,null,null,null,null,null,null,null,null,null,10,2015,69.263482676692888,6]
[null,null,null,null,null,null,null,null,null,null,null,null,null,null,60.8,2015,59.092115199010777,6]
[null,null,null,null,null,null,null,null,null,null,null,null,null,null,255,2015,83.094981266207725,6]
[null,null,null,null,null,null,null,null,null,null,null,null,null,null,15.5,2015,94.128131898995292,6]
[null,null,null,null,null,null,null,null,null,null,null,null,null,null,29.76,2015,65.856361116992716,6]
[null,null,null,null,null,null,null,null,null,null,null,null,null,null,5.5,2015,131.26773248022434,6]
[null,null,null,null,null,null,null,null,null,null,null,null,null,null,95,2015,116.32458963329225,6]
[null,null,null,null,null,null,null,null,null,null,null,null,null,null,50,2015,86.448879020757516,6]
[null,null,null,null,null,null,null,null,null,null,null,null,null,null,80,2015,64.548086089987734,6]
[null,null,null,null,null,null,null,null,null,null,null,null,null,null,75,2016,76.850758511857919,7]
[null,null,null,null,null,null,null,null,null,null,null,null,null,null,50,2016,62.485743082015851,7]
[null,null,null,null,null,null,null,null,null,null,null,null,null,null,16,2016,56.434097629943167,7]
[null,null,null,null,null,null,null,null,null,null,null,null,null,null,100.8,2016,60.381005717015469,7]
[null,null,null,null,null,null,null,null,null,null,null,null,null,null,154,2016,43.656557606710109,7]
[null,null,null,null,null,null,null,null,null,null,null,null,null,null,30,2016,67.406054022603044,7]
[null,null,null,null,null,null,null,null,null,null,null,null,null,null,20.5,2016,60.033975672209714,7]
[null,null,null,null,null,null,null,null,null,null,null,null,null,null,148.69999999999999,2016,72.575748304803767,7]
[null,null,null,null,null,null,null,null,null,null,null,null,null,null,20,2016,72.59021553571786,7]
[null,null,null,null,null,null,null,null,null,null,null,null,null,null,50,2016,61.174370101010041,7]
[null,null,null,null,null,null,null,null,null,null,null,null,null,null,5.0010000000000003,2016,60.175549003293177,7]
[null,null,null,null,null,null,null,null,null,null,null,null,null,null,56,2016,63.054871676954882,7]
[null,null,null,null,null,null,null,null,null,null,null,null,null,null,50,2016,66.000919456601665,7]
[null,null,null,null,null,null,null,null,null,null,null,null,null,null,109.8,2016,69.731807808915903,7]
[null,null,null,null,null,null,null,null,null,null,null,null,null,null,131.19999999999999,2016,71.446344984288075,7]
[null,null,null,null,null,null,null,null,null,null,null,null,null,null,20,2016,105.14339966414147,7]
[null,null,null,null,null,null,null,null,null,null,null,null,null,null,20,2016,76.174806642575433,7]
[null,null,null,null,null,null,null,null,null,null,null,null,null,null,20,2016,84.068465565667694,7]
[null,null,null,null,null,null,null,null,null,null,null,null,null,null,15,2016,79.948954035586141,7]
[null,null,null,null,null,null,null,null,null,null,null,null,null,null,20,2016,78.971584506387231,7]
[null,null,null,null,null,null,null,null,null,null,null,null,null,null,20,2016,89.685941349720423,7]
[null,null,null,null,null,null,null,null,null,null,null,null,null,null,21.19,2016,72.082993024273009,7]
[null,null,null,null,null,null,null,null,null,null,null,null,null,null,40,2016,63.949476645489376,7]
[null,null,null,null,null,null,null,null,null,null,null,null,null,null,60,2016,64.861795834769183,7]
[null,null,null,null,null,null,null,null,null,null,null,null,null,null,20,2016,64.071746909124982,7]
[null,null,null,null,null,null,null,null,null,null,null,null,null,null,102,2016,122.09690396413984,7]
[null,null,null,null,null,null,null,null,null,null,null,null,null,null,20,2016,54.168475183303357,7]
[null,null,null,null,null,null,null,null,null,null,null,null,null,null,20,2016,54.909272652626179,7]
[null,null,null,null,null,null,null,null,null,null,null,null,null,null,20,2016,80.143418321414757,7]
[null,null,null,null,null,null,null,null,null,null,null,null,null,null,270.60000000000002,2016,83.502361293436664,7]
[null,null,null,null,null,null,null,null,null,null,null,null,null,null,20,2016,116.28505726049247,7]
[null,null,null,null,null,null,null,null,null,null,null,null,null,null,20,2016,90.770986659097005,7]
[null,null,null,null,null,null,null,null,null,null,null,null,null,null,20,2016,86.641425236844327,7]
[null,null,null,null,null,null,null,null,null,null,null,null,null,null,9.5,2016,82.550938379344188,7]
[null,null,null,null,null,null,null,null,null,null,null,null,null,null,10.88,2016,84.73676029285636,7]
[null,null,null,null,null,null,null,null,null,null,null,null,null,null,100,2016,67.128608365011715,7]
[null,null,null,null,null,null,null,null,null,null,null,null,null,null,75,2016,65.433362065943072,7]
[null,null,null,null,null,null,null,null,null,null,null,null,null,null,62,2016,71.835017188409395,7]
[null,null,null,null,null,null,null,null,null,null,null,null,null,null,185,2016,67.576981477281763,7]
[null,null,null,null,null,null,null,null,null,null,null,null,null,null,20,2016,64.764649455309907,7]
[null,null,null,null,null,null,null,null,null,null,null,null,null,null,100,2016,89.596467003027044,7]
[null,null,null,null,null,null,null,null,null,null,null,null,null,null,205.3,2016,72.315062952365608,7]
[null,null,null,null,null,null,null,null,null,null,null,null,null,null,19.5,2016,100.70680621145161,7]
[null,null,null,null,null,null,null,null,null,null,null,null,null,null,19.5,2016,98.492975646847469,7]
[null,null,null,null,null,null,null,null,null,null,null,null,null,null,20,2016,76.199637286885689,7]
[null,null,null,null,null,null,null,null,null,null,null,null,null,null,85,2016,61.125980826052498,7]
[null,null,null,null,null,null,null,null,null,null,null,null,null,null,105,2016,81.471132941688694,7]
[null,null,null,null,null,null,null,null,null,null,null,null,null,null,155,2016,73.520508247024651,7]
[null,null,null,null,null,null,null,null,null,null,null,null,null,null,54,2016,97.219395226229565,7]
[null,null,null,null,null,null,null,null,null,null,null,null,null,null,299.5,2016,133.35971294968513,7]
[null,null,null,null,null,null,null,null,null,null,null,null,null,null,20,2016,63.708028368494972,7]
[null,null,null,null,null,null,null,null,null,null,null,null,null,null,54,2016,88.546771692438895,7]
[null,null,null,null,null,null,null,null,null,null,null,null,null,null,14,2016,119.71394643832974,7]
[null,null,null,null,null,null,null,null,null,null,null,null,null,null,20,2016,65.728427508008849,7]
[null,null,null,null,null,null,null,null,null,null,null,null,null,null,10,2016,71.276908292721473,7]
[null,null,null,null,null,null,null,null,null,null,null,null,null,null,10,2016,71.945863366105669,7]
[null,null,null,null,null,null,null,null,null,null,null,null,null,null,120,2016,78.243140833530902,7]
[null,null,null,null,null,null,null,null,null,null,null,null,null,null,32.4,2016,70.393876710093124,7]
[null,null,null,null,null,null,null,null,null,null,null,null,null,null,30,2016,63.668637915847867,7]
[null,null,null,null,null,null,null,null,null,null,null,null,null,null,13,2016,77.96547841796469,7]
[null,null,null,null,null,null,null,null,null,null,null,null,null,null,6.5,2016,87.942890694139152,7]
[null,null,null,null,null,null,null,null,null,null,null,null,null,null,12.831,2016,75.066176597171477,7]
[null,null,null,null,null,null,null,null,null,null,null,null,null,null,74.5,2016,73.159712411526641,7]
[null,null,null,null,null,null,null,null,null,null,null,null,null,null,74.5,2016,75.110125278256376,7]
[null,null,null,null,null,null,null,null,null,null,null,null,null,null,74.5,2016,72.406679744780988,7]
[null,null,null,null,null,null,null,null,null,null,null,null,null,null,5.0999999999999996,2016,129.86068455967893,7]
[null,null,null,null,null,null,null,null,null,null,null,null,null,null,22,2016,82.967627685258833,7]
[null,null,null,null,null,null,null,null,null,null,null,null,null,null,103,2016,83.221351405354881,7]
[null,null,null,null,null,null,null,null,null,null,null,null,null,null,30,2016,101.74163426089451,7]
[null,null,null,null,null,null,null,null,null,null,null,null,null,null,30,2016,116.42781775985286,7]
[null,null,null,null,null,null,null,null,null,null,null,null,null,null,52.5,2016,90.04540635449392,7]
[null,null,null,null,null,null,null,null,null,null,null,null,null,null,30,2016,111.70259788025966,7]
[null,null,null,null,null,null,null,null,null,null,null,null,null,null,51,2016,81.75019580123876,7]
[null,null,null,null,null,null,null,null,null,null,null,null,null,null,20.163,2016,77.613426601264408,7]
[null,null,null,null,null,null,null,null,null,null,null,null,null,null,30.48,2016,85.6392028074862,7]
[null,null,null,null,null,null,null,null,null,null,null,null,null,null,15.7,2016,114.14568715685256,7]
[null,null,null,null,null,null,null,null,null,null,null,null,null,null,17.68,2016,103.63066634197227,7]
[null,null,null,null,null,null,null,null,null,null,null,null,null,null,146,2016,79.734474324737178,7]
[null,null,null,null,null,null,null,null,null,null,null,null,null,null,76.5,2016,80.639284856937465,7]
[null,null,null,null,null,null,null,null,null,null,null,null,null,null,101.2,2016,77.765037241995202,7]
[null,null,null,null,null,null,null,null,null,null,null,null,null,null,80,2016,56.327895528578829,7]
[null,null,null,null,null,null,null,null,null,null,null,null,null,null,40,2016,87.292703182103367,7]
[null,null,null,null,null,null,null,null,null,null,null,null,null,null,5.4,2016,103.8816013193636,7]
[null,null,null,null,null,null,null,null,null,null,null,null,null,null,5.01,2016,116.37743241868979,7]
[null,null,null,null,null,null,null,null,null,null,null,null,null,null,5.2,2016,106.93414614452152,7]
[null,null,null,null,null,null,null,null,null,null,null,null,null,null,10,2016,119.44815694814294,7]
[null,null,null,null,null,null,null,null,null,null,null,null,null,null,11.93,2016,181.2644243343249,7]
[null,null,null,null,null,null,null,null,null,null,null,null,null,null,14.681999999999899,2016,170.50560294930128,7]
[null,null,null,null,null,null,null,null,null,null,null,null,null,null,15.7,2016,130.84820414139199,7]
[null,null,null,null,null,null,null,null,null,null,null,null,null,null,13.6,2016,104.80783577596866,7]
[null,null,null,null,null,null,null,null,null,null,null,null,null,null,10,2016,148.94785192823539,7]
[null,null,null,null,null,null,null,null,null,null,null,null,null,null,100,2016,92.893714738098254,7]
[null,null,null,null,null,null,null,null,null,null,null,null,null,null,40,2016,84.302231744564736,7]
[null,null,null,null,null,null,null,null,null,null,null,null,null,null,78.5,2016,89.004333356945068,7]
[null,null,null,null,null,null,null,null,null,null,null,null,null,null,38.9,2016,78.629966816940325,7]
[null,null,null,null,null,null,null,null,null,null,null,null,null,null,15.4,2016,98.290525052831001,7]
[null,null,null,null,null,null,null,null,null,null,null,null,null,null,19.998999999999999,2016,95.239245060465592,7]
[null,null,null,null,null,null,null,null,null,null,null,null,null,null,74.8,2016,79.627470201430327,7]
[null,null,null,null,null,null,null,null,null,null,null,null,null,null,6.6639999999999997,2016,95.01743769438049,7]
[null,null,null,null,null,null,null,null,null,null,null,null,null,null,60,2016,95.661779065525494,7]
[null,null,null,null,null,null,null,null,null,null,null,null,null,null,15,2016,93.667348483080929,7]
[null,null,null,null,null,null,null,null,null,null,null,null,null,null,5.9,2016,103.38891558545762,7]
[null,null,null,null,null,null,null,null,null,null,null,null,null,null,8.5,2016,128.75097859573066,7]
[null,null,null,null,null,null,null,null,null,null,null,null,null,null,7.92,2016,170.3530795429362,7]
[null,null,null,null,null,null,null,null,null,null,null,null,null,null,7,2016,152.01732854931953,7]
[null,null,null,null,null,null,null,null,null,null,null,null,null,null,6.2,2016,210.20932323544369,7]
[null,null,null,null,null,null,null,null,null,null,null,null,null,null,7.7,2016,152.09098243376582,7]
[null,null,null,null,null,null,null,null,null,null,null,null,null,null,7.5,2016,137.85027254508731,7]
[null,null,null,null,null,null,null,null,null,null,null,null,null,null,25,2016,77.006883194989285,7]
[null,null,null,null,null,null,null,null,null,null,null,null,null,null,70,2016,64.843289485054072,7]
[null,null,null,null,null,null,null,null,null,null,null,null,null,null,70,2016,68.669759956237385,7]
[null,null,null,null,null,null,null,null,null,null,null,null,null,null,100,2016,66.815431972588357,7]
[null,null,null,null,null,null,null,null,null,null,null,null,null,null,93.6,2016,70.260240783622478,7]
[null,null,null,null,null,null,null,null,null,null,null,null,null,null,250,2016,94.203740349168626,7]
[null,null,null,null,null,null,null,null,null,null,null,null,null,null,14.4,2016,87.911460652891066,7]
[null,null,null,null,null,null,null,null,null,null,null,null,null,null,249.99999999999901,2016,60.77410322969827,7]
[null,null,null,null,null,null,null,null,null,null,null,null,null,null,9.5,2016,156.82490240605526,7]
[null,null,null,null,null,null,null,null,null,null,null,null,null,null,9.9,2016,128.13181514247316,7]
[null,null,null,null,null,null,null,null,null,null,null,null,null,null,6,2016,81.296004966393212,7]
[null,null,null,null,null,null,null,null,null,null,null,null,null,null,9,2016,102.13247406426659,7]
[null,null,null,null,null,null,null,null,null,null,null,null,null,null,9.9,2016,81.059881131390398,7]
[null,null,null,null,null,null,null,null,null,null,null,null,null,null,10,2016,78.910261805770531,7]
[null,null,null,null,null,null,null,null,null,null,null,null,null,null,8,2016,89.420054267986458,7]
[null,null,null,null,null,null,null,null,null,null,null,null,null,null,10,2016,80.07746233185874,7]
[null,null,null,null,null,null,null,null,null,null,null,null,null,null,10,2016,80.060361120662918,7]
[null,null,null,null,null,null,null,null,null,null,null,null,null,null,10,2016,86.40396519037597,7]
[null,null,null,null,null,null,null,null,null,null,null,null,null,null,6.8,2016,81.75779746988367,7]
[null,null,null,null,null,null,null,null,null,null,null,null,null,null,16,2016,98.085714715300284,7]
[null,null,null,null,null,null,null,null,null,null,null,null,null,null,8,2016,104.36229537583959,7]
[null,null,null,null,null,null,null,null,null,null,null,null,null,null,106.4,2016,87.224324344523851,7]
[null,null,null,null,null,null,null,null,null,null,null,null,null,null,157.5,2016,72.426816059319449,7]
[null,null,null,null,null,null,null,null,null,null,null,null,null,null,80,2016,54.345733510522926,7]
[null,null,null,null,null,null,null,null,null,null,null,null,null,null,80.016000000000005,2016,58.128626656631091,7]
[null,null,null,null,null,null,null,null,null,null,null,null,null,null,80.016000000000005,2016,57.328629443170058,7]
[null,null,null,null,null,null,null,null,null,null,null,null,null,null,80.016000000000005,2016,60.719711192026757,7]
[null,null,null,null,null,null,null,null,null,null,null,null,null,null,80,2016,59.89271523109597,7]
[null,null,null,null,null,null,null,null,null,null,null,null,null,null,50.4,2016,61.147372296932517,7]
[null,null,null,null,null,null,null,null,null,null,null,null,null,null,80.016000000000005,2016,58.197696220843611,7]
[null,null,null,null,null,null,null,null,null,null,null,null,null,null,20,2016,65.606189808020574,7]
[null,null,null,null,null,null,null,null,null,null,null,null,null,null,50,2016,69.452902116452293,7]
[null,null,null,null,null,null,null,null,null,null,null,null,null,null,80,2016,49.300740385380422,7]
[null,null,null,null,null,null,null,null,null,null,null,null,null,null,80,2016,101.67541431310228,7]
[null,null,null,null,null,null,null,null,null,null,null,null,null,null,17,2016,111.35308640902733,7]
[null,null,null,null,null,null,null,null,null,null,null,null,null,null,20,2016,99.18422073377171,7]
[null,null,null,null,null,null,null,null,null,null,null,null,null,null,19.7,2016,92.370296757475813,7]
[null,null,null,null,null,null,null,null,null,null,null,null,null,null,79.2,2017,56.406458125759656,8]
[null,null,null,null,null,null,null,null,null,null,null,null,null,null,7.4,2017,139.81448735909183,8]
[null,null,null,null,null,null,null,null,null,null,null,null,null,null,10.6,2017,156.70950274852797,8]
[null,null,null,null,null,null,null,null,null,null,null,null,null,null,10,2017,112.01858479625855,8]
[null,null,null,null,null,null,null,null,null,null,null,null,null,null,20,2017,46.400881912852157,8]
[null,null,null,null,null,null,null,null,null,null,null,null,null,null,27.3,2017,70.18290116513927,8]
[null,null,null,null,null,null,null,null,null,null,null,null,null,null,40,2017,57.250923565090794,8]
[null,null,null,null,null,null,null,null,null,null,null,null,null,null,9,2017,59.928748346267682,8]
[null,null,null,null,null,null,null,null,null,null,null,null,null,null,5.25,2017,101.2136600658332,8]
[null,null,null,null,null,null,null,null,null,null,null,null,null,null,20,2017,46.238065049821024,8]
[null,null,null,null,null,null,null,null,null,null,null,null,null,null,20,2017,48.863126236932345,8]
[null,null,null,null,null,null,null,null,null,null,null,null,null,null,20,2017,49.737508073324648,8]
[null,null,null,null,null,null,null,null,null,null,null,null,null,null,56,2017,54.523663806449456,8]
[null,null,null,null,null,null,null,null,null,null,null,null,null,null,45,2017,58.287675073204277,8]
[null,null,null,null,null,null,null,null,null,null,null,null,null,null,36,2017,63.021048208177668,8]
[null,null,null,null,null,null,null,null,null,null,null,null,null,null,130,2017,81.211316837815502,8]
[null,null,null,null,null,null,null,null,null,null,null,null,null,null,15.8,2017,149.79211086677782,8]
[null,null,null,null,null,null,null,null,null,null,null,null,null,null,20,2017,80.443990799002378,8]
[null,null,null,null,null,null,null,null,null,null,null,null,null,null,40,2017,128.10250425395046,8]
[null,null,null,null,null,null,null,null,null,null,null,null,null,null,20,2017,88.282568317615016,8]
[null,null,null,null,null,null,null,null,null,null,null,null,null,null,20,2017,78.408477291298709,8]
[null,null,null,null,null,null,null,null,null,null,null,null,null,null,10.5,2017,85.312098049759825,8]
[null,null,null,null,null,null,null,null,null,null,null,null,null,null,30,2017,73.55639329639051,8]
[null,null,null,null,null,null,null,null,null,null,null,null,null,null,21.04,2017,88.260346286597482,8]
[null,null,null,null,null,null,null,null,null,null,null,null,null,null,20,2017,94.654529081472134,8]
[null,null,null,null,null,null,null,null,null,null,null,null,null,null,11.4,2017,80.954524153609825,8]
[null,null,null,null,null,null,null,null,null,null,null,null,null,null,20,2017,66.500870753916487,8]
[null,null,null,null,null,null,null,null,null,null,null,null,null,null,6.8,2017,80.153801696152286,8]
[null,null,null,null,null,null,null,null,null,null,null,null,null,null,10,2017,108.01656765793371,8]
[null,null,null,null,null,null,null,null,null,null,null,null,null,null,20,2017,49.166964655924609,8]
[null,null,null,null,null,null,null,null,null,null,null,null,null,null,13.8,2017,77.318480884486632,8]
[null,null,null,null,null,null,null,null,null,null,null,null,null,null,20.6,2017,90.613211917144369,8]
[null,null,null,null,null,null,null,null,null,null,null,null,null,null,20,2017,68.558483553835771,8]
[null,null,null,null,null,null,null,null,null,null,null,null,null,null,20,2017,66.453018647575689,8]
[null,null,null,null,null,null,null,null,null,null,null,null,null,null,14.7,2017,93.02503160708325,8]
[null,null,null,null,null,null,null,null,null,null,null,null,null,null,16,2017,63.615957210688286,8]
[null,null,null,null,null,null,null,null,null,null,null,null,null,null,7.1,2017,80.633377821976126,8]
[null,null,null,null,null,null,null,null,null,null,null,null,null,null,19,2017,73.119129207530435,8]
[null,null,null,null,null,null,null,null,null,null,null,null,null,null,30,2017,90.309480213126378,8]
[null,null,null,null,null,null,null,null,null,null,null,null,null,null,40,2017,86.411323548196947,8]
[null,null,null,null,null,null,null,null,null,null,null,null,null,null,50,2017,94.326082778409713,8]
[null,null,null,null,null,null,null,null,null,null,null,null,null,null,8.8000000000000007,2017,78.711120903115031,8]
[null,null,null,null,null,null,null,null,null,null,null,null,null,null,20,2017,71.377832099404912,8]
[null,null,null,null,null,null,null,null,null,null,null,null,null,null,20,2017,80.748090805663921,8]
[null,null,null,null,null,null,null,null,null,null,null,null,null,null,20,2017,73.914454940497109,8]
[null,null,null,null,null,null,null,null,null,null,null,null,null,null,20,2017,66.439503598338689,8]
[null,null,null,null,null,null,null,null,null,null,null,null,null,null,20,2017,82.565849717356386,8]
[null,null,null,null,null,null,null,null,null,null,null,null,null,null,20,2017,73.967878997543053,8]
[null,null,null,null,null,null,null,null,null,null,null,null,null,null,20,2017,75.854170113825816,8]
[null,null,null,null,null,null,null,null,null,null,null,null,null,null,5.0010000000000003,2017,70.71305973389552,8]
[null,null,null,null,null,null,null,null,null,null,null,null,null,null,8.1,2017,68.845559190754784,8]
[null,null,null,null,null,null,null,null,null,null,null,null,null,null,17,2017,129.5895420118984,8]
[null,null,null,null,null,null,null,null,null,null,null,null,null,null,8.5,2017,97.642163419544502,8]
[null,null,null,null,null,null,null,null,null,null,null,null,null,null,5.8,2017,189.82755885165585,8]
[null,null,null,null,null,null,null,null,null,null,null,null,null,null,5.0010000000000003,2017,96.253680974931967,8]
[null,null,null,null,null,null,null,null,null,null,null,null,null,null,6.5,2017,209.95199251500989,8]
[null,null,null,null,null,null,null,null,null,null,null,null,null,null,9.9,2017,106.74224368208176,8]
[null,null,null,null,null,null,null,null,null,null,null,null,null,null,28.56,2017,101.61301435058816,8]
[null,null,null,null,null,null,null,null,null,null,null,null,null,null,19.57,2017,102.30527857867749,8]
[null,null,null,null,null,null,null,null,null,null,null,null,null,null,10,2017,99.68295912837317,8]
[null,null,null,null,null,null,null,null,null,null,null,null,null,null,6,2017,109.26830913078776,8]
[null,null,null,null,null,null,null,null,null,null,null,null,null,null,6.5,2017,119.60614534228336,8]
[null,null,null,null,null,null,null,null,null,null,null,null,null,null,6.5,2017,104.66893508156352,8]
[null,null,null,null,null,null,null,null,null,null,null,null,null,null,5.5,2017,107.55880357901736,8]
[null,null,null,null,null,null,null,null,null,null,null,null,null,null,7.5,2017,119.3015883177672,8]
[null,null,null,null,null,null,null,null,null,null,null,null,null,null,10,2017,99.237908610029521,8]
[null,null,null,null,null,null,null,null,null,null,null,null,null,null,10,2017,126.84336988323156,8]
[null,null,null,null,null,null,null,null,null,null,null,null,null,null,5.5,2017,114.58816012296407,8]
[null,null,null,null,null,null,null,null,null,null,null,null,null,null,8.5,2017,119.03018570832781,8]
[null,null,null,null,null,null,null,null,null,null,null,null,null,null,10,2017,70.872628259458452,8]
[null,null,null,null,null,null,null,null,null,null,null,null,null,null,62.25,2017,103.10252256102717,8]
[null,null,null,null,null,null,null,null,null,null,null,null,null,null,7.11,2017,71.194858146918676,8]
[null,null,null,null,null,null,null,null,null,null,null,null,null,null,7.92,2017,88.841342008147308,8]
[null,null,null,null,null,null,null,null,null,null,null,null,null,null,50.6,2017,83.204757477112437,8]
[null,null,null,null,null,null,null,null,null,null,null,null,null,null,52,2017,94.528474646393263,8]
[null,null,null,null,null,null,null,null,null,null,null,null,null,null,52,2017,75.435251488622924,8]
[null,null,null,null,null,null,null,null,null,null,null,null,null,null,15.84,2017,99.486948770831575,8]
[null,null,null,null,null,null,null,null,null,null,null,null,null,null,19.399999999999999,2017,109.53073832035008,8]
[null,null,null,null,null,null,null,null,null,null,null,null,null,null,50,2017,91.348720792655783,8]
[null,null,null,null,null,null,null,null,null,null,null,null,null,null,50,2017,88.443395363233208,8]
[null,null,null,null,null,null,null,null,null,null,null,null,null,null,5.28,2017,80.551476521366695,8]
[null,null,null,null,null,null,null,null,null,null,null,null,null,null,35,2017,81.585746106739961,8]
[null,null,null,null,null,null,null,null,null,null,null,null,null,null,78.7,2017,82.179253932964443,8]
[null,null,null,null,null,null,null,null,null,null,null,null,null,null,71,2017,76.631343738115149,8]
[null,null,null,null,null,null,null,null,null,null,null,null,null,null,35,2017,75.856346177568184,8]
[null,null,null,null,null,null,null,null,null,null,null,null,null,null,10,2017,71.559615076603052,8]
[null,null,null,null,null,null,null,null,null,null,null,null,null,null,60,2017,85.440112396234341,8]
[null,null,null,null,null,null,null,null,null,null,null,null,null,null,20.25,2017,82.274208911958567,8]
[null,null,null,null,null,null,null,null,null,null,null,null,null,null,16.2,2017,79.26731110318461,8]
[null,null,null,null,null,null,null,null,null,null,null,null,null,null,60,2017,76.154857695388174,8]
[null,null,null,null,null,null,null,null,null,null,null,null,null,null,64.48,2017,69.756134130615095,8]
[null,null,null,null,null,null,null,null,null,null,null,null,null,null,13.5,2017,109.97857279791052,8]
[null,null,null,null,null,null,null,null,null,null,null,null,null,null,19.899999999999999,2017,43.715445414895811,8]
[null,null,null,null,null,null,null,null,null,null,null,null,null,null,10,2017,79.931682756134705,8]
[null,null,null,null,null,null,null,null,null,null,null,null,null,null,10,2017,76.652616827653546,8]
[null,null,null,null,null,null,null,null,null,null,null,null,null,null,10,2017,78.261052630187422,8]
[null,null,null,null,null,null,null,null,null,null,null,null,null,null,10,2017,78.171272615456459,8]
[null,null,null,null,null,null,null,null,null,null,null,null,null,null,10,2017,79.524780840212983,8]
[null,null,null,null,null,null,null,null,null,null,null,null,null,null,5.76,2017,79.581510396275547,8]
[null,null,null,null,null,null,null,null,null,null,null,null,null,null,13,2017,145.0028986667071,8]
[null,null,null,null,null,null,null,null,null,null,null,null,null,null,8.8000000000000007,2017,98.759816591615092,8]
[null,null,null,null,null,null,null,null,null,null,null,null,null,null,8.8000000000000007,2017,97.793424619697177,8]
[null,null,null,null,null,null,null,null,null,null,null,null,null,null,8.3000000000000007,2017,149.00150427505295,8]
[null,null,null,null,null,null,null,null,null,null,null,null,null,null,28.1,2017,64.454242053940547,8]
[null,null,null,null,null,null,null,null,null,null,null,null,null,null,10,2017,46.082286618736845,8]
[null,null,null,null,null,null,null,null,null,null,null,null,null,null,50,2017,58.344040087144542,8]
[null,null,null,null,null,null,null,null,null,null,null,null,null,null,10.638,2017,67.669507798350338,8]
[null,null,null,null,null,null,null,null,null,null,null,null,null,null,50,2017,63.672837717731149,8]
[null,null,null,null,null,null,null,null,null,null,null,null,null,null,79,2017,64.296319165870941,8]
[null,null,null,null,null,null,null,null,null,null,null,null,null,null,100,2017,65.84818346010789,8]
[null,null,null,null,null,null,null,null,null,null,null,null,null,null,6,2017,111.74994646670173,8]
[null,null,null,null,null,null,null,null,null,null,null,null,null,null,9,2017,129.25180109653803,8]
[null,null,null,null,null,null,null,null,null,null,null,null,null,null,20,2017,80.714540446377896,8]
[null,null,null,null,null,null,null,null,null,null,null,null,null,null,5.0010000000000003,2017,57.839092543677971,8]
[null,null,null,null,null,null,null,null,null,null,null,null,null,null,9.9,2017,71.285314620628029,8]
[null,null,null,null,null,null,null,null,null,null,null,null,null,null,56,2017,64.091276475820678,8]
[null,null,null,null,null,null,null,null,null,null,null,null,null,null,10,2017,66.636421190896698,8]
[null,null,null,null,null,null,null,null,null,null,null,null,null,null,10,2017,67.949008540169885,8]
[null,null,null,null,null,null,null,null,null,null,null,null,null,null,9.9,2017,83.855032264052255,8]
[null,null,null,null,null,null,null,null,null,null,null,null,null,null,8,2017,42.876563608778532,8]
[null,null,null,null,null,null,null,null,null,null,null,null,null,null,5.44,2017,56.600462732336723,8]
[null,null,null,null,null,null,null,null,null,null,null,null,null,null,20,2017,55.787487662779029,8]
[null,null,null,null,null,null,null,null,null,null,null,null,null,null,10.88,2017,38.379474254013346,8]
[null,null,null,null,null,null,null,null,null,null,null,null,null,null,20.399999999999999,2017,61.710503651086931,8]
[null,null,null,null,null,null,null,null,null,null,null,null,null,null,10.199999999999999,2017,68.628558460879333,8]
[null,null,null,null,null,null,null,null,null,null,null,null,null,null,8.16,2017,50.978413101334574,8]
[null,null,null,null,null,null,null,null,null,null,null,null,null,null,20,2017,57.74123513050975,8]
[null,null,null,null,null,null,null,null,null,null,null,null,null,null,6.8,2017,60.241640605306699,8]
[null,null,null,null,null,null,null,null,null,null,null,null,null,null,71.400000000000006,2017,73.702460299095719,8]
[null,null,null,null,null,null,null,null,null,null,null,null,null,null,8.16,2017,49.878910115265221,8]
[null,null,null,null,null,null,null,null,null,null,null,null,null,null,10,2017,71.863482418626646,8]
[null,null,null,null,null,null,null,null,null,null,null,null,null,null,10.199999999999999,2017,80.377474314075897,8]
[null,null,null,null,null,null,null,null,null,null,null,null,null,null,10.199999999999999,2017,51.480548413258049,8]
[null,null,null,null,null,null,null,null,null,null,null,null,null,null,10.88,2017,37.16307853534699,8]
[null,null,null,null,null,null,null,null,null,null,null,null,null,null,16,2017,88.025598079236588,8]
[null,null,null,null,null,null,null,null,null,null,null,null,null,null,15,2017,59.999149844394175,8]
[null,null,null,null,null,null,null,null,null,null,null,null,null,null,157.5,2017,55.812688303455175,8]
[null,null,null,null,null,null,null,null,null,null,null,null,null,null,120,2017,53.185352245019573,8]
[null,null,null,null,null,null,null,null,null,null,null,null,null,null,15.4,2017,104.9804590753166,8]
[null,null,null,null,null,null,null,null,null,null,null,null,null,null,5.3,2017,109.43301280576839,8]
[null,null,null,null,null,null,null,null,null,null,null,null,null,null,102,2017,59.542656878702367,8]
[null,null,null,null,null,null,null,null,null,null,null,null,null,null,10,2017,77.084486186930448,8]
[null,null,null,null,null,null,null,null,null,null,null,null,null,null,5.28,2017,156.16157470734473,8]
[null,null,null,null,null,null,null,null,null,null,null,null,null,null,5.17,2017,106.34035495812071,8]
[null,null,null,null,null,null,null,null,null,null,null,null,null,null,110.2,2017,118.93920757226476,8]
[null,null,null,null,null,null,null,null,null,null,null,null,null,null,50,2017,84.639269767192843,8]
[null,null,null,null,null,null,null,null,null,null,null,null,null,null,50,2017,56.343235990656282,8]
[null,null,null,null,null,null,null,null,null,null,null,null,null,null,5.0010000000000003,2017,61.05486177885173,8]
[null,null,null,null,null,null,null,null,null,null,null,null,null,null,5.0010000000000003,2017,77.944155682486979,8]
[null,null,null,null,null,null,null,null,null,null,null,null,null,null,10,2017,54.522466488069128,8]
[null,null,null,null,null,null,null,null,null,null,null,null,null,null,19.8,2017,67.831901619709214,8]
[null,null,null,null,null,null,null,null,null,null,null,null,null,null,20,2017,75.117837637595883,8]
[null,null,null,null,null,null,null,null,null,null,null,null,null,null,20,2017,72.797385423569239,8]
[null,null,null,null,null,null,null,null,null,null,null,null,null,null,20,2017,72.19742205294061,8]
[null,null,null,null,null,null,null,null,null,null,null,null,null,null,100,2017,74.880063523925003,8]
[null,null,null,null,null,null,null,null,null,null,null,null,null,null,10,2017,73.139186978017165,8]
[null,null,null,null,null,null,null,null,null,null,null,null,null,null,20,2017,78.901896599516689,8]
[null,null,null,null,null,null,null,null,null,null,null,null,null,null,20,2017,80.320205476864487,8]
[null,null,null,null,null,null,null,null,null,null,null,null,null,null,17.600000000000001,2017,85.333245201048257,8]
[null,null,null,null,null,null,null,null,null,null,null,null,null,null,20,2017,96.14120013333924,8]
[null,null,null,null,null,null,null,null,null,null,null,null,null,null,15.9,2018,92.44507047639091,9]
[null,null,null,null,null,null,null,null,null,null,null,null,null,null,81,2018,42.291440425059612,9]
[null,null,null,null,null,null,null,null,null,null,null,null,null,null,46,2018,41.606601681598661,9]
[null,null,null,null,null,null,null,null,null,null,null,null,null,null,20,2018,64.738513724939125,9]
[null,null,null,null,null,null,null,null,null,null,null,null,null,null,105,2018,49.019565036741511,9]
[null,null,null,null,null,null,null,null,null,null,null,null,null,null,140,2018,71.941355993203544,9]
[null,null,null,null,null,null,null,null,null,null,null,null,null,null,100,2018,71.517693480357806,9]
[null,null,null,null,null,null,null,null,null,null,null,null,null,null,74.8,2018,56.110346197876005,9]
[null,null,null,null,null,null,null,null,null,null,null,null,null,null,200,2018,58.080545135569508,9]
[null,null,null,null,null,null,null,null,null,null,null,null,null,null,50,2018,72.207479704557841,9]
[null,null,null,null,null,null,null,null,null,null,null,null,null,null,20,2018,57.795531826943339,9]
[null,null,null,null,null,null,null,null,null,null,null,null,null,null,252.3,2018,74.392540459482376,9]
[null,null,null,null,null,null,null,null,null,null,null,null,null,null,20,2018,69.354059750769167,9]
[null,null,null,null,null,null,null,null,null,null,null,null,null,null,18.5,2018,117.4390564171452,9]
[null,null,null,null,null,null,null,null,null,null,null,null,null,null,50,2018,51.831709625847651,9]
[null,null,null,null,null,null,null,null,null,null,null,null,null,null,20,2018,90.938701540954355,9]
[null,null,null,null,null,null,null,null,null,null,null,null,null,null,20,2018,113.17694719495616,9]
[null,null,null,null,null,null,null,null,null,null,null,null,null,null,74.400000000000006,2018,50.579161362147488,9]
[null,null,null,null,null,null,null,null,null,null,null,null,null,null,7.26,2018,60.470790216683284,9]
[null,null,null,null,null,null,null,null,null,null,null,null,null,null,52,2018,44.734846044301236,9]
[null,null,null,null,null,null,null,null,null,null,null,null,null,null,74.5,2018,43.550274297329594,9]
[null,null,null,null,null,null,null,null,null,null,null,null,null,null,74.5,2018,45.111657532188289,9]
[null,null,null,null,null,null,null,null,null,null,null,null,null,null,74.5,2018,51.116272567586492,9]
[null,null,null,null,null,null,null,null,null,null,null,null,null,null,74.5,2018,45.216391714972318,9]
[null,null,null,null,null,null,null,null,null,null,null,null,null,null,74.5,2018,49.70070303926105,9]
[null,null,null,null,null,null,null,null,null,null,null,null,null,null,74.5,2018,44.146288898383403,9]
[null,null,null,null,null,null,null,null,null,null,null,null,null,null,74.5,2018,45.386669332628472,9]
[null,null,null,null,null,null,null,null,null,null,null,null,null,null,74.5,2018,44.709565630605582,9]
[null,null,null,null,null,null,null,null,null,null,null,null,null,null,74.900000000000006,2018,57.591657390052283,9]
[null,null,null,null,null,null,null,null,null,null,null,null,null,null,70.3,2018,52.476960962752933,9]
[null,null,null,null,null,null,null,null,null,null,null,null,null,null,31.16,2018,85.402850787814046,9]
[null,null,null,null,null,null,null,null,null,null,null,null,null,null,7.5,2018,63.260590304955471,9]
[null,null,null,null,null,null,null,null,null,null,null,null,null,null,12,2018,118.67471229046691,9]
[null,null,null,null,null,null,null,null,null,null,null,null,null,null,75,2018,82.579059174016095,9]
[null,null,null,null,null,null,null,null,null,null,null,null,null,null,8.1,2018,63.614067364458293,9]
[null,null,null,null,null,null,null,null,null,null,null,null,null,null,15.9,2018,66.429859823722651,9]
[null,null,null,null,null,null,null,null,null,null,null,null,null,null,6.625,2018,61.550006322625684,9]
[null,null,null,null,null,null,null,null,null,null,null,null,null,null,8.4,2018,63.18312744158716,9]
[null,null,null,null,null,null,null,null,null,null,null,null,null,null,80,2018,82.875369876941335,9]
[null,null,null,null,null,null,null,null,null,null,null,null,null,null,50.2,2018,61.224449488391947,9]
[null,null,null,null,null,null,null,null,null,null,null,null,null,null,52.1,2018,55.2099373576673,9]
[null,null,null,null,null,null,null,null,null,null,null,null,null,null,50.2,2018,60.741804299714452,9]
[null,null,null,null,null,null,null,null,null,null,null,null,null,null,50,2018,63.522086579492296,9]
[null,null,null,null,null,null,null,null,null,null,null,null,null,null,33.299999999999997,2018,62.091882113558839,9]
[null,null,null,null,null,null,null,null,null,null,null,null,null,null,74.8,2018,72.48555770475221,9]
[null,null,null,null,null,null,null,null,null,null,null,null,null,null,74.900000000000006,2018,60.472534883955163,9]
[null,null,null,null,null,null,null,null,null,null,null,null,null,null,6,2018,84.446508542228045,9]
[null,null,null,null,null,null,null,null,null,null,null,null,null,null,10,2018,123.33705160942949,9]
[null,null,null,null,null,null,null,null,null,null,null,null,null,null,10,2018,105.72804516795252,9]
[null,null,null,null,null,null,null,null,null,null,null,null,null,null,8.8000000000000007,2018,106.01329320707151,9]
[null,null,null,null,null,null,null,null,null,null,null,null,null,null,8.8000000000000007,2018,96.935603135407533,9]
[null,null,null,null,null,null,null,null,null,null,null,null,null,null,8.4,2018,113.91034951176195,9]
[null,null,null,null,null,null,null,null,null,null,null,null,null,null,7.5,2018,159.12242595336781,9]
[null,null,null,null,null,null,null,null,null,null,null,null,null,null,8,2018,54.37000319210302,9]
[null,null,null,null,null,null,null,null,null,null,null,null,null,null,10,2018,40.547609964708002,9]
[null,null,null,null,null,null,null,null,null,null,null,null,null,null,10,2018,41.566580941768578,9]
[null,null,null,null,null,null,null,null,null,null,null,null,null,null,5.0010000000000003,2018,56.420199216840651,9]
[null,null,null,null,null,null,null,null,null,null,null,null,null,null,20,2018,77.163467405335837,9]
[null,null,null,null,null,null,null,null,null,null,null,null,null,null,24.9,2018,92.344345912175626,9]
[null,null,null,null,null,null,null,null,null,null,null,null,null,null,10,2018,59.506154423255033,9]
[null,null,null,null,null,null,null,null,null,null,null,null,null,null,10,2018,59.904472297715643,9]
[null,null,null,null,null,null,null,null,null,null,null,null,null,null,10,2018,68.348293018698683,9]
[null,null,null,null,null,null,null,null,null,null,null,null,null,null,8,2018,84.2132785748354,9]
[null,null,null,null,null,null,null,null,null,null,null,null,null,null,9.9,2018,63.341784269194996,9]
[null,null,null,null,null,null,null,null,null,null,null,null,null,null,10,2018,63.946152434149887,9]
[null,null,null,null,null,null,null,null,null,null,null,null,null,null,6,2018,63.58399333138717,9]
[null,null,null,null,null,null,null,null,null,null,null,null,null,null,8,2018,54.473872554688008,9]
[null,null,null,null,null,null,null,null,null,null,null,null,null,null,10,2018,54.280147738717986,9]
[null,null,null,null,null,null,null,null,null,null,null,null,null,null,10,2018,58.884118309979776,9]
[null,null,null,null,null,null,null,null,null,null,null,null,null,null,10.199999999999999,2018,70.944688848251403,9]
[null,null,null,null,null,null,null,null,null,null,null,null,null,null,7.48,2018,92.894738692068373,9]
[null,null,null,null,null,null,null,null,null,null,null,null,null,null,39,2018,64.611637365326132,9]
[null,null,null,null,null,null,null,null,null,null,null,null,null,null,8,2018,48.533845706414503,9]
[null,null,null,null,null,null,null,null,null,null,null,null,null,null,6.1,2018,47.867605873772277,9]
[null,null,null,null,null,null,null,null,null,null,null,null,null,null,15,2018,72.497307324581314,9]
[null,null,null,null,null,null,null,null,null,null,null,null,null,null,53,2018,71.315282629287552,9]
[null,null,null,null,null,null,null,null,null,null,null,null,null,null,30,2018,49.795215223068489,9]
[null,null,null,null,null,null,null,null,null,null,null,null,null,null,10,2018,68.429978801231044,9]
[null,null,null,null,null,null,null,null,null,null,null,null,null,null,10,2018,73.878999499303688,9]
[null,null,null,null,null,null,null,null,null,null,null,null,null,null,154,2018,51.167177721877017,9]
[null,null,null,null,null,null,null,null,null,null,null,null,null,null,180,2018,39.882404391013537,9]
[null,null,null,null,null,null,null,null,null,null,null,null,null,null,10,2018,74.323469435711715,9]
[null,null,null,null,null,null,null,null,null,null,null,null,null,null,10,2018,78.409033586269729,9]
[null,null,null,null,null,null,null,null,null,null,null,null,null,null,182,2018,50.829737490441438,9]
[null,null,null,null,null,null,null,null,null,null,null,null,null,null,50,2018,49.255843419504266,9]
[null,null,null,null,null,null,null,null,null,null,null,null,null,null,10,2018,82.151853697587228,9]
[null,null,null,null,null,null,null,null,null,null,null,null,null,null,6,2018,52.88719327178557,9]
[null,null,null,null,null,null,null,null,null,null,null,null,null,null,20,2018,59.349102453193019,9]
[null,null,null,null,null,null,null,null,null,null,null,null,null,null,17,2018,75.746412047434802,9]
[null,null,null,null,null,null,null,null,null,null,null,null,null,null,15,2018,74.545893225745033,9]
[null,null,null,null,null,null,null,null,null,null,null,null,null,null,19.59,2018,96.60373489215587,9]
[null,null,null,null,null,null,null,null,null,null,null,null,null,null,19.2,2018,111.37204068180937,9]
[null,null,null,null,null,null,null,null,null,null,null,null,null,null,80,2018,49.182851069777186,9]
[null,null,null,null,null,null,null,null,null,null,null,null,null,null,5.0010000000000003,2019,44.31335118281293,10]
[null,null,null,null,null,null,null,null,null,null,null,null,null,null,5.0010000000000003,2019,44.143426660778452,10]
[null,null,null,null,null,null,null,null,null,null,null,null,null,null,28,2019,46.601144210470572,10]
[null,null,null,null,null,null,null,null,null,null,null,null,null,null,32.5,2019,36.060087622822877,10]
[null,null,null,null,null,null,null,null,null,null,null,null,null,null,20,2019,35.718373866622592,10]
[null,null,null,null,null,null,null,null,null,null,null,null,null,null,20,2019,50.698379144786152,10]
[null,null,null,null,null,null,null,null,null,null,null,null,null,null,150,2019,71.370810326408275,10]
[null,null,null,null,null,null,null,null,null,null,null,null,null,null,30,2019,44.263008639730991,10]
[null,null,null,null,null,null,null,null,null,null,null,null,null,null,7.6,2019,143.16751572472651,10]
[null,null,null,null,null,null,null,null,null,null,null,null,null,null,150,2019,71.866880093302257,10]
[null,null,null,null,null,null,null,null,null,null,null,null,null,null,100,2019,32.984197162880641,10]
[null,null,null,null,null,null,null,null,null,null,null,null,null,null,90,2019,78.36562589854006,10]
[null,null,null,null,null,null,null,null,null,null,null,null,null,null,111.2,2019,48.986730171259616,10]
[null,null,null,null,null,null,null,null,null,null,null,null,null,null,100,2019,49.549716805206025,10]
[null,null,null,null,null,null,null,null,null,null,null,null,null,null,20,2019,43.450715702360398,10]
[null,null,null,null,null,null,null,null,null,null,null,null,null,null,200,2019,33.798427597606519,10]
[null,null,null,null,null,null,null,null,null,null,null,null,null,null,39.5,2019,37.288467923869284,10]
[null,null,null,null,null,null,null,null,null,null,null,null,null,null,8.1,2019,50.809416907998482,10]
[null,null,null,null,null,null,null,null,null,null,null,null,null,null,26.4,2019,146.64296266137313,10]
[null,null,null,null,null,null,null,null,null,null,null,null,null,null,35,2019,54.768732035797804,10]
[null,null,null,null,null,null,null,null,null,null,null,null,null,null,74.5,2019,43.591391969519812,10]
[null,null,null,null,null,null,null,null,null,null,null,null,null,null,74.5,2019,43.545906163001405,10]
[null,null,null,null,null,null,null,null,null,null,null,null,null,null,74.5,2019,48.379863857280625,10]
[null,null,null,null,null,null,null,null,null,null,null,null,null,null,74.5,2019,48.445616428772311,10]
[null,null,null,null,null,null,null,null,null,null,null,null,null,null,61.1,2019,51.120767001756356,10]
[null,null,null,null,null,null,null,null,null,null,null,null,null,null,5.0010000000000003,2019,65.156049209163697,10]
[null,null,null,null,null,null,null,null,null,null,null,null,null,null,49.6,2019,54.877310344115386,10]
[null,null,null,null,null,null,null,null,null,null,null,null,null,null,45,2019,82.277590124973102,10]
[null,null,null,null,null,null,null,null,null,null,null,null,null,null,74.5,2019,51.542614614079923,10]
[null,null,null,null,null,null,null,null,null,null,null,null,null,null,55,2019,52.670538445730791,10]
[null,null,null,null,null,null,null,null,null,null,null,null,null,null,42,2019,65.714075890525748,10]
[null,null,null,null,null,null,null,null,null,null,null,null,null,null,74.900000000000006,2019,47.912401639562674,10]
[null,null,null,null,null,null,null,null,null,null,null,null,null,null,120,2019,44.026797427198105,10]
[null,null,null,null,null,null,null,null,null,null,null,null,null,null,150,2019,43.649112211709273,10]
[null,null,null,null,null,null,null,null,null,null,null,null,null,null,102.5,2019,37.191981188612857,10]
[null,null,null,null,null,null,null,null,null,null,null,null,null,null,40,2019,35.149393774557247,10]
[null,null,null,null,null,null,null,null,null,null,null,null,null,null,7.9,2019,65.07684056774373,10]
[null,null,null,null,null,null,null,null,null,null,null,null,null,null,6.7,2019,60.372096953115218,10]
[null,null,null,null,null,null,null,null,null,null,null,null,null,null,5.3,2019,63.38963676658706,10]
[null,null,null,null,null,null,null,null,null,null,null,null,null,null,6,2019,47.080675834893654,10]
[null,null,null,null,null,null,null,null,null,null,null,null,null,null,5.0010000000000003,2019,86.211796862853504,10]
[null,null,null,null,null,null,null,null,null,null,null,null,null,null,5.0010000000000003,2019,94.259317303858992,10]
[null,null,null,null,null,null,null,null,null,null,null,null,null,null,7.6,2019,136.12436642166543,10]
[null,null,null,null,null,null,null,null,null,null,null,null,null,null,52.5,2019,37.497659235844019,10]
[null,null,null,null,null,null,null,null,null,null,null,null,null,null,70.099999999999994,2019,54.474477441847938,10]
[null,null,null,null,null,null,null,null,null,null,null,null,null,null,10,2019,47.667274375282943,10]
[null,null,null,null,null,null,null,null,null,null,null,null,null,null,20,2019,55.992651234510951,10]
[null,null,null,null,null,null,null,null,null,null,null,null,null,null,79.900000000000006,2019,57.718391164170917,10]
[null,null,null,null,null,null,null,null,null,null,null,null,null,null,20,2019,58.060526304392823,10]
[null,null,null,null,null,null,null,null,null,null,null,null,null,null,16.2,2019,66.627852796595334,10]
[null,null,null,null,null,null,null,null,null,null,null,null,null,null,80.599999999999994,2019,61.836681312429015,10]
[null,null,null,null,null,null,null,null,null,null,null,null,null,null,5.5,2019,174.96469093219514,10]
[null,null,null,null,null,null,null,null,null,null,null,null,null,null,7.6,2019,109.83982261809881,10]
[null,null,null,null,null,null,null,null,null,null,null,null,null,null,7.5,2019,119.33477143121459,10]
[null,null,null,null,null,null,null,null,null,null,null,null,null,null,50,2019,33.796107542250944,10]
[null,null,null,null,null,null,null,null,null,null,null,null,null,null,10,2019,39.683442875784216,10]
[null,null,null,null,null,null,null,null,null,null,null,null,null,null,10,2019,34.218011668962156,10]
[null,null,null,null,null,null,null,null,null,null,null,null,null,null,10,2019,35.493517306395006,10]
[null,null,null,null,null,null,null,null,null,null,null,null,null,null,10,2019,34.350676008428636,10]
[null,null,null,null,null,null,null,null,null,null,null,null,null,null,10,2019,39.648594545810944,10]
[null,null,null,null,null,null,null,null,null,null,null,null,null,null,100,2019,54.854931502250452,10]
[null,null,null,null,null,null,null,null,null,null,null,null,null,null,100,2019,46.728746922054214,10]
[null,null,null,null,null,null,null,null,null,null,null,null,null,null,200,2019,30.899565099678473,10]
[null,null,null,null,null,null,null,null,null,null,null,null,null,null,7.3,2019,41.437155367214721,10]
[null,null,null,null,null,null,null,null,null,null,null,null,null,null,10,2019,68.098649307394808,10]
[null,null,null,null,null,null,null,null,null,null,null,null,null,null,18,2019,76.621670725249189,10]
[null,null,null,null,null,null,null,null,null,null,null,null,null,null,6,2019,80.491914648648887,10]
[null,null,null,null,null,null,null,null,null,null,null,null,null,null,16,2019,79.997824012286387,10]
[null,null,null,null,null,null,null,null,null,null,null,null,null,null,20,2019,115.74291563693339,10]
[null,null,null,null,null,null,null,null,null,null,null,null,null,null,5.0010000000000003,2019,82.444870329110231,10]
[null,null,null,null,null,null,null,null,null,null,null,null,null,null,12.625,2019,57.576837854573597,10]
[null,null,null,null,null,null,null,null,null,null,null,null,null,null,6.3,2019,65.827458408288066,10]
[null,null,null,null,null,null,null,null,null,null,null,null,null,null,47.3,2019,56.707831509813218,10]
[null,null,null,null,null,null,null,null,null,null,null,null,null,null,10,2019,69.667493891262993,10]
[null,null,null,null,null,null,null,null,null,null,null,null,null,null,5.6,2019,81.363190204992023,10]
[null,null,null,null,null,null,null,null,null,null,null,null,null,null,9.9,2019,68.121494137506374,10]
[null,null,null,null,null,null,null,null,null,null,null,null,null,null,13.5,2019,58.548247316829681,10]
[null,null,null,null,null,null,null,null,null,null,null,null,null,null,13.875,2019,67.300760090969874,10]
[null,null,null,null,null,null,null,null,null,null,null,null,null,null,10,2019,74.603251945532804,10]
[null,null,null,null,null,null,null,null,null,null,null,null,null,null,24,2019,62.35460200698769,10]
[null,null,null,null,null,null,null,null,null,null,null,null,null,null,20,2019,61.01565098465408,10]
[null,null,null,null,null,null,null,null,null,null,null,null,null,null,10,2019,41.75042427881985,10]
[null,null,null,null,null,null,null,null,null,null,null,null,null,null,8.1999999999999993,2019,67.646819695186323,10]
[null,null,null,null,null,null,null,null,null,null,null,null,null,null,74.900000000000006,2019,49.516011849415406,10]
[null,null,null,null,null,null,null,null,null,null,null,null,null,null,10,2019,63.823789184620296,10]
[null,null,null,null,null,null,null,null,null,null,null,null,null,null,72.5,2019,49.600643191941522,10]
[null,null,null,null,null,null,null,null,null,null,null,null,null,null,74.900000000000006,2019,48.292054025398976,10]
[null,null,null,null,null,null,null,null,null,null,null,null,null,null,10,2019,62.700321496058407,10]
[null,null,null,null,null,null,null,null,null,null,null,null,null,null,5.0010000000000003,2019,52.26094355662984,10]
[null,null,null,null,null,null,null,null,null,null,null,null,null,null,5.0010000000000003,2019,39.11744272425792,10]
[null,null,null,null,null,null,null,null,null,null,null,null,null,null,7.5,2019,56.085441017950338,10]
[null,null,null,null,null,null,null,null,null,null,null,null,null,null,100.7,2019,61.792964110989104,10]
[null,null,null,null,null,null,null,null,null,null,null,null,null,null,10,2019,46.025301837643831,10]
[null,null,null,null,null,null,null,null,null,null,null,null,null,null,250,2019,51.860132592852523,10]
[null,null,null,null,null,null,null,null,null,null,null,null,null,null,100,2019,34.739842344727265,10]
[null,null,null,null,null,null,null,null,null,null,null,null,null,null,57.6,2019,58.979164738122229,10]
[null,null,null,null,null,null,null,null,null,null,null,null,null,null,142.4,2019,65.802503749087322,10]
[null,null,null,null,null,null,null,null,null,null,null,null,null,null,19.899999999999999,2019,64.18978813082343,10]
[null,null,null,null,null,null,null,null,null,null,null,null,null,null,5.0010000000000003,2019,89.729392620880517,10]
[null,null,null,null,null,null,null,null,null,null,null,null,null,null,5.0010000000000003,2019,85.91791063426993,10]
[null,null,null,null,null,null,null,null,null,null,null,null,null,null,100,2020,39.668555524844606,11]
[null,null,null,null,null,null,null,null,null,null,null,null,null,null,100,2020,28.108325177282843,11]
[null,null,null,null,null,null,null,null,null,null,null,null,null,null,32.5,2020,33.659980053835305,11]
[null,null,null,null,null,null,null,null,null,null,null,null,null,null,158,2020,42.201762276705402,11]
[null,null,null,null,null,null,null,null,null,null,null,null,null,null,128,2020,43.59768649129235,11]
[null,null,null,null,null,null,null,null,null,null,null,null,null,null,50,2020,67.240622848340294,11]
[null,null,null,null,null,null,null,null,null,null,null,null,null,null,30,2020,45.501838158600911,11]
[null,null,null,null,null,null,null,null,null,null,null,null,null,null,70,2020,58.900103203445845,11]
[null,null,null,null,null,null,null,null,null,null,null,null,null,null,80,2020,39.986853266436164,11]
[null,null,null,null,null,null,null,null,null,null,null,null,null,null,192,2020,30.805643746809295,11]
[null,null,null,null,null,null,null,null,null,null,null,null,null,null,40,2020,50.858904490510625,11]
[null,null,null,null,null,null,null,null,null,null,null,null,null,null,20,2020,51.897331956260054,11]
[null,null,null,null,null,null,null,null,null,null,null,null,null,null,50,2020,62.355309707441819,11]
[null,null,null,null,null,null,null,null,null,null,null,null,null,null,50,2020,60.43164882869717,11]
[null,null,null,null,null,null,null,null,null,null,null,null,null,null,125,2020,36.234355234519192,11]
[null,null,null,null,null,null,null,null,null,null,null,null,null,null,100,2020,33.009493967748206,11]
[null,null,null,null,null,null,null,null,null,null,null,null,null,null,153.5,2020,41.664637850908498,11]
[null,null,null,null,null,null,null,null,null,null,null,null,null,null,150,2020,41.722936420528832,11]
[null,null,null,null,null,null,null,null,null,null,null,null,null,null,137.4,2020,36.348207230429132,11]
[null,null,null,null,null,null,null,null,null,null,null,null,null,null,137.4,2020,28.422696138334519,11]
[null,null,null,null,null,null,null,null,null,null,null,null,null,null,8.4,2020,48.476142177166821,11]
[null,null,null,null,null,null,null,null,null,null,null,null,null,null,75,2020,37.845185572025557,11]
[null,null,null,null,null,null,null,null,null,null,null,null,null,null,13.695,2020,51.459933387720099,11]
[null,null,null,null,null,null,null,null,null,null,null,null,null,null,60,2020,44.700602470184855,11]
[null,null,null,null,null,null,null,null,null,null,null,null,null,null,6,2020,43.568443646645932,11]
[null,null,null,null,null,null,null,null,null,null,null,null,null,null,19.600000000000001,2020,82.815792609344186,11]
[null,null,null,null,null,null,null,null,null,null,null,null,null,null,74.900000000000006,2020,49.050273815312281,11]
[null,null,null,null,null,null,null,null,null,null,null,null,null,null,74.5,2020,50.88916190817816,11]
[null,null,null,null,null,null,null,null,null,null,null,null,null,null,74.5,2020,38.373126848168518,11]
[null,null,null,null,null,null,null,null,null,null,null,null,null,null,74.5,2020,38.510583880213773,11]
[null,null,null,null,null,null,null,null,null,null,null,null,null,null,74.5,2020,36.719180868319739,11]
[null,null,null,null,null,null,null,null,null,null,null,null,null,null,74.5,2020,45.312077217837285,11]
[null,null,null,null,null,null,null,null,null,null,null,null,null,null,74.5,2020,40.050583798975985,11]
[null,null,null,null,null,null,null,null,null,null,null,null,null,null,74.5,2020,45.875906956512729,11]
[null,null,null,null,null,null,null,null,null,null,null,null,null,null,74.5,2020,37.190541844085054,11]
[null,null,null,null,null,null,null,null,null,null,null,null,null,null,74.5,2020,49.327810072982153,11]
[null,null,null,null,null,null,null,null,null,null,null,null,null,null,74.5,2020,43.649305281590649,11]
[null,null,null,null,null,null,null,null,null,null,null,null,null,null,74.5,2020,41.078983403496274,11]
[null,null,null,null,null,null,null,null,null,null,null,null,null,null,74.5,2020,39.836714911884073,11]
[null,null,null,null,null,null,null,null,null,null,null,null,null,null,74.5,2020,39.515256507112127,11]
[null,null,null,null,null,null,null,null,null,null,null,null,null,null,74.5,2020,38.612361893119946,11]
[null,null,null,null,null,null,null,null,null,null,null,null,null,null,74.5,2020,42.731139988471654,11]
[null,null,null,null,null,null,null,null,null,null,null,null,null,null,74.5,2020,39.582149255437152,11]
[null,null,null,null,null,null,null,null,null,null,null,null,null,null,74.5,2020,43.716068505016956,11]
[null,null,null,null,null,null,null,null,null,null,null,null,null,null,74.5,2020,35.357272207741239,11]
[null,null,null,null,null,null,null,null,null,null,null,null,null,null,74.5,2020,53.063307208362517,11]
[null,null,null,null,null,null,null,null,null,null,null,null,null,null,74.5,2020,36.477084050477607,11]
[null,null,null,null,null,null,null,null,null,null,null,null,null,null,74.5,2020,54.968786679585776,11]
[null,null,null,null,null,null,null,null,null,null,null,null,null,null,171.4,2020,41.135028253832971,11]
[null,null,null,null,null,null,null,null,null,null,null,null,null,null,49.5,2020,55.100368310395133,11]
[null,null,null,null,null,null,null,null,null,null,null,null,null,null,25,2020,47.4642353561078,11]
[null,null,null,null,null,null,null,null,null,null,null,null,null,null,86,2020,42.595339505735659,11]
[null,null,null,null,null,null,null,null,null,null,null,null,null,null,74,2020,44.586243940679481,11]
[null,null,null,null,null,null,null,null,null,null,null,null,null,null,57.5,2020,43.847886467385017,11]
[null,null,null,null,null,null,null,null,null,null,null,null,null,null,204,2020,41.264652138504118,11]
[null,null,null,null,null,null,null,null,null,null,null,null,null,null,9.8000000000000007,2020,50.931509492329269,11]
[null,null,null,null,null,null,null,null,null,null,null,null,null,null,7.05,2020,50.621470611165122,11]
[null,null,null,null,null,null,null,null,null,null,null,null,null,null,7.1,2020,52.934752380188272,11]
[null,null,null,null,null,null,null,null,null,null,null,null,null,null,20,2020,47.573355156082783,11]
[null,null,null,null,null,null,null,null,null,null,null,null,null,null,50,2020,57.007891333429981,11]
[null,null,null,null,null,null,null,null,null,null,null,null,null,null,20,2020,72.858407579415854,11]
[null,null,null,null,null,null,null,null,null,null,null,null,null,null,5.0010000000000003,2020,83.091756740212148,11]
[null,null,null,null,null,null,null,null,null,null,null,null,null,null,5.0010000000000003,2020,103.51089569279573,11]
[null,null,null,null,null,null,null,null,null,null,null,null,null,null,6,2020,66.667344400196626,11]
[null,null,null,null,null,null,null,null,null,null,null,null,null,null,10,2020,72.598862565424795,11]
[null,null,null,null,null,null,null,null,null,null,null,null,null,null,49.4,2020,79.019193467963078,11]
[null,null,null,null,null,null,null,null,null,null,null,null,null,null,50,2020,49.909300330990717,11]
[null,null,null,null,null,null,null,null,null,null,null,null,null,null,20,2020,79.283597146005988,11]
[null,null,null,null,null,null,null,null,null,null,null,null,null,null,15,2020,68.403175053752534,11]
[null,null,null,null,null,null,null,null,null,null,null,null,null,null,20,2020,73.986309565645385,11]
[null,null,null,null,null,null,null,null,null,null,null,null,null,null,16,2020,40.145626560855206,11]
[null,null,null,null,null,null,null,null,null,null,null,null,null,null,74.900000000000006,2020,56.882776847990364,11]
[null,null,null,null,null,null,null,null,null,null,null,null,null,null,100,2020,52.608465734395701,11]
[null,null,null,null,null,null,null,null,null,null,null,null,null,null,25,2020,69.691075389235579,11]
[null,null,null,null,null,null,null,null,null,null,null,null,null,null,18,2020,135.45112140804414,11]
[null,null,null,null,null,null,null,null,null,null,null,null,null,null,9,2020,77.601933708151535,11]
[null,null,null,null,null,null,null,null,null,null,null,null,null,null,22,2020,58.136133862224128,11]
[null,null,null,null,null,null,null,null,null,null,null,null,null,null,16,2020,89.900797131033087,11]
[null,null,null,null,null,null,null,null,null,null,null,null,null,null,20,2020,66.435019004402804,11]
[null,null,null,null,null,null,null,null,null,null,null,null,null,null,8.8000000000000007,2020,93.310763837053244,11]
[null,null,null,null,null,null,null,null,null,null,null,null,null,null,9.6,2020,116.00633030609964,11]
[null,null,null,null,null,null,null,null,null,null,null,null,null,null,13,2020,94.868826041288102,11]
[null,null,null,null,null,null,null,null,null,null,null,null,null,null,8,2020,86.478074896683111,11]
[null,null,null,null,null,null,null,null,null,null,null,null,null,null,6.5,2020,91.230263999869976,11]
[null,null,null,null,null,null,null,null,null,null,null,null,null,null,55,2020,30.895769649535406,11]
[null,null,null,null,null,null,null,null,null,null,null,null,null,null,25,2020,39.812660089022216,11]
[null,null,null,null,null,null,null,null,null,null,null,null,null,null,25,2020,39.341193695530578,11]
[null,null,null,null,null,null,null,null,null,null,null,null,null,null,50,2020,32.142246471018076,11]
[null,null,null,null,null,null,null,null,null,null,null,null,null,null,54.6,2020,69.257482364241284,11]
[null,null,null,null,null,null,null,null,null,null,null,null,null,null,5.0010000000000003,2020,68.770906394986326,11]
[null,null,null,null,null,null,null,null,null,null,null,null,null,null,5.0010000000000003,2020,96.580440599956248,11]
[null,null,null,null,null,null,null,null,null,null,null,null,null,null,5.0010000000000003,2020,94.968770940238613,11]
[null,null,null,null,null,null,null,null,null,null,null,null,null,null,7,2020,88.783178650095039,11]
[null,null,null,null,null,null,null,null,null,null,null,null,null,null,5.0010000000000003,2020,43.063801308440908,11]
[null,null,null,null,null,null,null,null,null,null,null,null,null,null,5.0010000000000003,2020,45.869522756590953,11]
[null,null,null,null,null,null,null,null,null,null,null,null,null,null,10,2020,66.427548831292441,11]
[null,null,null,null,null,null,null,null,null,null,null,null,null,null,15,2020,46.633475997643679,11]
[null,null,null,null,null,null,null,null,null,null,null,null,null,null,10,2020,97.222013441480229,11]
[null,null,null,null,null,null,null,null,null,null,null,null,null,null,10,2020,100.71927537772416,11]
[null,null,null,null,null,null,null,null,null,null,null,null,null,null,10,2020,72.276874633246507,11]
[null,null,null,null,null,null,null,null,null,null,null,null,null,null,9.9,2020,69.707762979225407,11]
[null,null,null,null,null,null,null,null,null,null,null,null,null,null,10,2020,85.103419682360979,11]
[null,null,null,null,null,null,null,null,null,null,null,null,null,null,10,2020,77.786792669628554,11]
[null,null,null,null,null,null,null,null,null,null,null,null,null,null,10,2020,67.176697023538438,11]
[null,null,null,null,null,null,null,null,null,null,null,null,null,null,10,2020,65.728675535700518,11]
[null,null,null,null,null,null,null,null,null,null,null,null,null,null,10,2020,72.098739645977986,11]
[null,null,null,null,null,null,null,null,null,null,null,null,null,null,15,2020,44.707470331781231,11]
[null,null,null,null,null,null,null,null,null,null,null,null,null,null,10,2020,107.05296179719319,11]
[null,null,null,null,null,null,null,null,null,null,null,null,null,null,20,2020,46.509406412103019,11]
[null,null,null,null,null,null,null,null,null,null,null,null,null,null,20,2020,50.323750739048386,11]
[null,null,null,null,null,null,null,null,null,null,null,null,null,null,9.5,2020,80.44915582399301,11]
[null,null,null,null,null,null,null,null,null,null,null,null,null,null,7.2,2020,51.385308691797334,11]
[null,null,null,null,null,null,null,null,null,null,null,null,null,null,7.02,2020,69.136754035117576,11]
[null,null,null,null,null,null,null,null,null,null,null,null,null,null,75,2020,49.492009209822193,11]
[null,null,null,null,null,null,null,null,null,null,null,null,null,null,6,2020,51.390210679987511,11]
[null,null,null,null,null,null,null,null,null,null,null,null,null,null,75,2020,49.123835088726587,11]
[null,null,null,null,null,null,null,null,null,null,null,null,null,null,70,2020,60.593050407922966,11]
[null,null,null,null,null,null,null,null,null,null,null,null,null,null,72.099999999999994,2020,44.502724748888419,11]
[null,null,null,null,null,null,null,null,null,null,null,null,null,null,9.8000000000000007,2020,35.216005117174177,11]
[null,null,null,null,null,null,null,null,null,null,null,null,null,null,6.5,2020,47.709231144036799,11]
[null,null,null,null,null,null,null,null,null,null,null,null,null,null,12,2020,59.179550323942443,11]
[null,null,null,null,null,null,null,null,null,null,null,null,null,null,74.97,2020,55.92797431180022,11]
[null,null,null,null,null,null,null,null,null,null,null,null,null,null,10,2020,50.667914337464453,11]
[null,null,null,null,null,null,null,null,null,null,null,null,null,null,115,2020,32.610580118751571,11]
[null,null,null,null,null,null,null,null,null,null,null,null,null,null,10,2020,45.297407420490551,11]
[null,null,null,null,null,null,null,null,null,null,null,null,null,null,152.5,2020,25.568800029009271,11]
[null,null,null,null,null,null,null,null,null,null,null,null,null,null,225,2020,34.779434571333333,11]
[null,null,null,null,null,null,null,null,null,null,null,null,null,null,204.4,2020,50.852556711891225,11]
[null,null,null,null,null,null,null,null,null,null,null,null,null,null,198.5,2020,65.875128877094099,11]
[null,null,null,null,null,null,null,null,null,null,null,null,null,null,59.8,2020,45.337375950638631,11]
[null,null,null,null,null,null,null,null,null,null,null,null,null,null,240,2020,44.927721141093308,11]
[null,null,null,null,null,null,null,null,null,null,null,null,null,null,150,2020,36.606778245475674,11]
[null,null,null,null,null,null,null,null,null,null,null,null,null,null,30,2020,44.191481178087663,11]
[null,null,null,null,null,null,null,null,null,null,null,null,null,null,16.8,2020,75.081892008670948,11]
[null,null,null,null,null,null,null,null,null,null,null,null,null,null,300,2020,37.058740293679321,11]
[null,null,null,null,null,null,null,null,null,null,null,null,null,null,200,2020,53.412458950961543,11]
[null,null,null,null,null,null,null,null,null,null,null,null,null,null,59.8,2020,34.977035843007322,11]
[null,null,null,null,null,null,null,null,null,null,null,null,null,null,400,2020,30.724246149094423,11]
[null,null,null,null,null,null,null,null,null,null,null,null,null,null,120,2020,47.726028057275734,11]
[null,null,null,null,null,null,null,null,null,null,null,null,null,null,58,2020,35.547383994120025,11]
[null,null,null,null,null,null,null,null,null,null,null,null,null,null,122,2020,41.690010985560875,11]
[null,null,null,null,null,null,null,null,null,null,null,null,null,null,99,2020,37.159546639082983,11]
[null,null,null,null,null,null,null,null,null,null,null,null,null,null,32,2020,61.350125799524058,11]
[null,null,null,null,null,null,null,null,null,null,null,null,null,null,15.7,2020,68.849035952565671,11]
[null,null,null,null,null,null,null,null,null,null,null,null,null,null,19.7,2020,57.36714920513068,11]
[null,null,null,null,null,null,null,null,null,null,null,null,null,null,12,2020,55.607220563912556,11]
[null,null,null,null,null,null,null,null,null,null,null,null,null,null,14,2020,39.841857294260528,11]
[null,null,null,null,null,null,null,null,null,null,null,null,null,null,80,2020,47.914704867233496,11]
[null,null,null,null,null,null,null,null,null,null,null,null,null,null,80,2020,52.411865830712493,11]
[null,null,null,null,null,null,null,null,null,null,null,null,null,null,165,2020,54.531187352847091,11]
[null,null,null,null,null,null,null,null,null,null,null,null,null,null,25,2020,81.846264175312115,11]
[null,null,null,null,null,null,null,null,null,null,null,null,null,null,15,2020,61.924953121889082,11]
[null,null,null,null,null,null,null,null,null,null,null,null,null,null,75,2020,50.673964177080791,11]
[null,null,null,null,null,null,null,null,null,null,null,null,null,null,20,2020,50.80047037274953,11]
[null,null,null,null,null,null,null,null,null,null,null,null,null,null,97.9,2020,48.598368129142507,11]
[null,null,null,null,null,null,null,null,null,null,null,null,null,null,13.8,2020,53.923857023845379,11]
[null,null,null,null,null,null,null,null,null,null,null,null,null,null,9,2020,52.813794452837158,11]
[null,null,null,null,null,null,null,null,null,null,null,null,null,null,5.0010000000000003,2020,56.393086454751661,11]
[null,null,null,null,null,null,null,null,null,null,null,null,null,null,150,2020,72.423836906221638,11]
[null,null,null,null,null,null,null,null,null,null,null,null,null,null,5.0010000000000003,2021,48.701355461208607,12]
[null,null,null,null,null,null,null,null,null,null,null,null,null,null,130,2021,23.119414393882419,12]
[null,null,null,null,null,null,null,null,null,null,null,null,null,null,40,2021,33.998170771045743,12]
[null,null,null,null,null,null,null,null,null,null,null,null,null,null,160,2021,37.660734972027342,12]
[null,null,null,null,null,null,null,null,null,null,null,null,null,null,240,2021,28.096798975175517,12]
[null,null,null,null,null,null,null,null,null,null,null,null,null,null,49.4,2021,55.261627822328499,12]
[null,null,null,null,null,null,null,null,null,null,null,null,null,null,74.5,2021,35.529346602486655,12]
[null,null,null,null,null,null,null,null,null,null,null,null,null,null,74.5,2021,31.299417459015107,12]
[null,null,null,null,null,null,null,null,null,null,null,null,null,null,60,2021,33.259122563363604,12]
[null,null,null,null,null,null,null,null,null,null,null,null,null,null,74.5,2021,33.327753614458331,12]
[null,null,null,null,null,null,null,null,null,null,null,null,null,null,74.5,2021,28.153503531824725,12]
[null,null,null,null,null,null,null,null,null,null,null,null,null,null,74.5,2021,27.451595393920655,12]
[null,null,null,null,null,null,null,null,null,null,null,null,null,null,74.5,2021,30.053465254146257,12]
[null,null,null,null,null,null,null,null,null,null,null,null,null,null,74.5,2021,26.121698882641123,12]
[null,null,null,null,null,null,null,null,null,null,null,null,null,null,74.5,2021,27.785938301950452,12]
[null,null,null,null,null,null,null,null,null,null,null,null,null,null,74.5,2021,26.659882500262583,12]
[null,null,null,null,null,null,null,null,null,null,null,null,null,null,74.5,2021,30.110140996169619,12]
[null,null,null,null,null,null,null,null,null,null,null,null,null,null,74.5,2021,26.294626179995682,12]
[null,null,null,null,null,null,null,null,null,null,null,null,null,null,74.5,2021,29.644380274187167,12]
[null,null,null,null,null,null,null,null,null,null,null,null,null,null,74.900000000000006,2021,35.351110154703846,12]
[null,null,null,null,null,null,null,null,null,null,null,null,null,null,74.900000000000006,2021,33.635320766344307,12]
[null,null,null,null,null,null,null,null,null,null,null,null,null,null,150,2021,26.67239482788121,12]
[null,null,null,null,null,null,null,null,null,null,null,null,null,null,128,2021,51.379258905984315,12]
[null,null,null,null,null,null,null,null,null,null,null,null,null,null,68,2021,23.349194471481461,12]
[null,null,null,null,null,null,null,null,null,null,null,null,null,null,99,2021,40.291911120416344,12]
[null,null,null,null,null,null,null,null,null,null,null,null,null,null,10,2021,56.943447088744954,12]
[null,null,null,null,null,null,null,null,null,null,null,null,null,null,99,2021,39.966707173311491,12]
[null,null,null,null,null,null,null,null,null,null,null,null,null,null,8.6999999999999993,2021,44.231351546655304,12]
[null,null,null,null,null,null,null,null,null,null,null,null,null,null,7.8,2021,40.171940501106192,12]
[null,null,null,null,null,null,null,null,null,null,null,null,null,null,9.5,2021,57.352601023986622,12]
[null,null,null,null,null,null,null,null,null,null,null,null,null,null,200,2021,29.861152637093294,12]
[null,null,null,null,null,null,null,null,null,null,null,null,null,null,20,2021,53.997222719740954,12]
[null,null,null,null,null,null,null,null,null,null,null,null,null,null,50.4,2021,40.978316868321521,12]
[null,null,null,null,null,null,null,null,null,null,null,null,null,null,7.2,2021,43.418430536244117,12]
[null,null,null,null,null,null,null,null,null,null,null,null,null,null,77,2021,58.603280578323982,12]
[null,null,null,null,null,null,null,null,null,null,null,null,null,null,20,2021,42.049733581647459,12]
[null,null,null,null,null,null,null,null,null,null,null,null,null,null,9.1999999999999993,2021,44.579774387187463,12]
[null,null,null,null,null,null,null,null,null,null,null,null,null,null,110,2021,34.897619969756704,12]
[null,null,null,null,null,null,null,null,null,null,null,null,null,null,80,2021,38.027426183105582,12]
[null,null,null,null,null,null,null,null,null,null,null,null,null,null,65,2021,42.293063289556819,12]
[null,null,null,null,null,null,null,null,null,null,null,null,null,null,69.3,2021,31.569599770122192,12]
[null,null,null,null,null,null,null,null,null,null,null,null,null,null,60,2021,42.075956073156895,12]
[null,null,null,null,null,null,null,null,null,null,null,null,null,null,80,2021,45.349343599212304,12]
[null,null,null,null,null,null,null,null,null,null,null,null,null,null,200,2021,41.613739447841674,12]
[null,null,null,null,null,null,null,null,null,null,null,null,null,null,13.5,2021,42.491681509121285,12]
[null,null,null,null,null,null,null,null,null,null,null,null,null,null,200,2021,32.534589934065487,12]
[null,null,null,null,null,null,null,null,null,null,null,null,null,null,127,2021,31.504706046421102,12]
[null,null,null,null,null,null,null,null,null,null,null,null,null,null,202.64,2021,26.75539261216797,12]
[null,null,null,null,null,null,null,null,null,null,null,null,null,null,144,2021,38.265653181621417,12]
[null,null,null,null,null,null,null,null,null,null,null,null,null,null,130,2021,32.502508767261851,12]
[null,null,null,null,null,null,null,null,null,null,null,null,null,null,250,2021,27.472556772161198,12]
[null,null,null,null,null,null,null,null,null,null,null,null,null,null,260,2021,29.0293757440303,12]
[null,null,null,null,null,null,null,null,null,null,null,null,null,null,80,2021,27.284618234472543,12]
[null,null,null,null,null,null,null,null,null,null,null,null,null,null,100,2021,26.959638609072016,12]
[null,null,null,null,null,null,null,null,null,null,null,null,null,null,80,2021,26.88660660858795,12]
[null,null,null,null,null,null,null,null,null,null,null,null,null,null,20,2021,37.63583941219008,12]
[null,null,null,null,null,null,null,null,null,null,null,null,null,null,100,2021,40.076851082495523,12]
[null,null,null,null,null,null,null,null,null,null,null,null,null,null,80,2021,30.481000714423303,12]
[null,null,null,null,null,null,null,null,null,null,null,null,null,null,19.899999999999999,2021,39.677230024123162,12]
[null,null,null,null,null,null,null,null,null,null,null,null,null,null,50,2021,37.210504312059008,12]
[null,null,null,null,null,null,null,null,null,null,null,null,null,null,150,2021,40.453880087950104,12]

{"sheet":"LCOE vs. PPA Price","index":32,"n_rows":42,"n_cols":18,"rows_kept":42,"cut":false,"hidden":false,"merged":[]}
["Average levelized cost of energy versus average levelized PPA price, by commercial operation date"]
[]
[]
[]
[]
[]
[]
[]
[]
[]
[]
[]
[]
[]
[]
[]
[]
[]
[]
[]
[]
["Source: Berkeley Lab",null,null,null,null,null,null,null,"Source: Berkeley Lab",null,null,null,null,null,null,null,null,"Source: Berkeley Lab"]
[]
[]
[null,null,null,"No ITC","No ITC","No ITC","30% ITC","30% ITC","30% ITC"]
["LCOE","LCOE",null,"Median","Cap-Wgtd Avg","Gen-Wgtd Avg","Median","Cap-Wgtd Avg","Gen-Wgtd Avg",null,"Median","Cap-Wgtd Avg","Gen-Wgtd Avg"]
["Sample","Sample",null,"LCOE","LCOE","LCOE","LCOE","LCOE","LCOE",null,"PPA Price","PPA Price","PPA Price"]
["Capacity","Plants","Plant","by COD","by COD","by COD","by COD","by COD","by COD",null,"by COD","by COD","by COD"]
["(MW-AC)","(#)","COD","(2021 $/MWh)","(2021 $/MWh)","(2021 $/MWh)","(2021 $/MWh)","(2021 $/MWh)","(2021 $/MWh)",null,"(2021 $/MWh)","(2021 $/MWh)","(2021 $/MWh)"]
[175.07,10,2010,297.62277970131777,238.33264816162168,227.15107047786688,226.85651676423177,182.24843624076738,173.80876296048686,null,204.84112282756993,175.62024257316915,171.83905732410028]
[422.75,28,{"$f":"C30+1","v":2011},208.58994951033327,215.63108329097099,208.51288009112628,160.15545219951588,165.24500216684089,159.82068891171642,null,180.10316940575717,189.47517815146813,182.33548803864963]
[893.88400000000001,39,{"$f":"C31+1","v":2012},184.5853895859847,161.83120040138846,154.19055756670528,140.3602739995228,124.92553697998802,119.11398039859047,null,137.5655379132686,144.26595433882227,142.47410286795133]
[1343.789,38,2013,141.8015241816521,143.64308453218547,139.47806066362023,108.91594930008375,110.56922165232396,107.37000454802904,null,134.16837230769727,132.16903339723453,132.64610877549464]
[3165.7835000000005,63,2014,121.01360914791181,134.26209714619975,132.87043823285359,93.212086941319384,103.42252228006824,102.31936057407265,null,104.55065003760174,133.97747258101876,133.41579794927443]
[2839.6820000000002,85,2015,103.71181428835004,103.53428980786384,102.89510328301191,81.542241560545378,80.601651827932571,79.997414276364111,null,82.851898225458427,99.558011942502702,100.00560018216217]
[7377.193999999994,145,2016,80.639284856937465,79.345129026021553,77.421784849226043,63.234654298632719,62.33876103352592,60.832054036006568,null,57.532987873256211,61.836380026645351,61.862349139348453]
[3995.8230000000008,160,2017,78.559799097206877,77.556221479887157,75.242487535191216,62.282091538753726,61.170295974728731,59.329955399710705,null,51.93509526948268,51.179875062874537,50.579559721263919]
[3929.4160000000006,93,2018,63.260590304955471,60.426838295433789,59.903516322335719,51.474420387150133,48.926443048712798,48.461875225655184,null,48.974276758961736,48.919507644859905,47.017368274974181]
[4433.3100000000013,100,2019,54.866120923182919,52.632937640955198,51.09463183291912,44.450899794099243,42.639599567922467,41.39621471855007,null,37.61994911240707,38.292837977921359,37.321112507232471]
[9480.9430000000048,159,2020,50.621470611165122,45.788248868327727,44.397657293307425,40.831061593521,37.169777935133354,36.045090831600596,null,27.605696311870158,30.547266129932463,30.114071981361452]
[5363.3409999999994,61,2021,34.897619969756704,33.661481102680291,32.978572168632624,28.69524855011511,27.515735275775093,26.965454171032249,null,23.003120346486927,23.637172681633423,23.288778298980027]
["TBD","TBD",2022]

{"sheet":"PV & Wind PPAs vs. Gas","index":33,"n_rows":388,"n_cols":12,"rows_kept":388,"cut":false,"hidden":false,"merged":[]}
["Levelized PV and wind PPA prices and levelized gas price projections",null,null,null,null,null,null,null,null,null,"Levelized PV and wind PPA prices"]
[]
[]
[]
[]
[]
[]
[]
[]
[]
[]
[]
[]
[]
[]
[]
[]
[]
[]
[]
[]
["Sources: Berkeley Lab, FERC, Energy Information Administration"]
["Note: Smallest bubble sizes reflect smallest-volume PPAs (<5 MW), whereas largest reflect largest-volume PPAs (>500 MW)"]
[]
[null,"Levelized Gas","Solar","Wind",null,"Wind","Wind","Wind",null,"Solar","Solar","Solar"]
[null,"Price Projection","Average","Average",null,"PPA","Project","Project",null,"PPA","Project","Project"]
[null,"2021 $/MWh","2021 $/MWh","2021 $/MWh",null,"Date","2021 $/MWh","Capacity",null,"Date","2021 $/MWh","Capacity"]
[2009,59.952031104303913,167.36989648621483,75.819492701357191,null,"2009-01-28",55.889456038501159,50.4,null,"2009-02-23",136.28773736505249,30]
[2010,59.121491354742638,138.37551844197338,66.436864594594482,null,"2009-01-30",63.662325905365599,98.9,null,"2009-03-01",162.33217303673203,30]
[2011,47.911383528253076,112.62417959838145,48.482605492471613,null,"2009-02-02",53.931406313957744,99,null,"2009-03-05",153.93549518683298,19]
[2012,46.319194008226887,87.364187136686922,40.816150877511099,null,"2009-02-05",95.214476908816792,150,null,"2009-05-01",212.59553231422001,12.6]
[2013,44.954688422073488,68.969155460048924,29.116618126000603,null,"2009-02-05",97.934928087827345,51,null,"2009-05-08",149.35757364506364,230]
[2014,48.005670069422138,56.386761024675138,26.845889793028018,null,"2009-02-05",97.955251008166471,49.5,null,"2009-06-01",132.96337202582075,20]
[2015,49.06019823523642,46.140641678831436,31.338610176073225,null,"2009-02-19",95.988678301856979,49.5,null,"2009-06-01",204.84112282756993,14]
[2016,41.421386032726517,39.382724561342322,25.742925015296716,null,"2009-03-17",122.04766395624132,24.75,null,"2009-06-01",232.25235540770518,10.08]
[2017,39.708245937151396,33.673820344552603,19.436062304276412,null,"2009-03-17",119.10229729968393,8,null,"2009-06-22",173.380451473486,48]
[2018,35.907987862980697,25.710861177841384,16.610631681361376,null,"2009-03-24",91.064019118994281,63,null,"2009-08-17",149.48674745606854,250]
[2019,31.92854672473327,21.034872695302195,22.677480567926363,null,"2009-03-31",62.373488152595236,30,null,"2009-09-08",206.09133891297768,250]
[2020,26.743230829191294,21.727153327402736,25.660178569426041,null,"2009-03-31",62.372727007243761,12,null,"2009-11-20",121.85618252708419,21]
[2021,27.69875567728041,23.108985883313053,23.73667900472698,null,"2009-04-01",83.240846345436623,96.6,null,"2009-12-23",135.48357211962542,50]
[2022,27.612594087828324,null,null,null,"2009-04-01",52.170536599063908,49.5,null,"2009-12-24",258.17367248864218,6]
[null,null,null,null,null,"2009-04-10",108.34739570321054,124.5,null,"2009-12-24",258.17367248864218,19]
[null,null,null,null,null,"2009-04-29",71.069684242614173,70,null,"2009-12-24",258.17367248864218,20]
[null,null,null,null,null,"2009-04-30",65.817839872718608,22.5,null,"2010-01-26",168.54152020168098,50]
[null,null,null,null,null,"2009-06-10",78.749009539743909,102.3,null,"2010-01-26",168.54152020168095,20]
[null,null,null,null,null,"2009-06-22",74.688626116084635,205.5,null,"2010-01-26",172.11700926435711,20]
[null,null,null,null,null,"2009-06-30",75.894689177680519,70,null,"2010-02-02",141.31089563121787,50]
[null,null,null,null,null,"2009-06-30",68.328184398306561,51,null,"2010-02-24",145.3820442773563,300]
[null,null,null,null,null,"2009-07-09",88.249042492022824,22.5,null,"2010-03-06",138.9658333198864,40]
[null,null,null,null,null,"2009-07-09",88.249042935012682,21,null,"2010-04-19",108.03982415251301,29]
[null,null,null,null,null,"2009-07-09",88.249042749300386,21,null,"2010-04-21",144.02271780387858,66]
[null,null,null,null,null,"2009-07-30",56.54180805052561,69,null,"2010-04-29",134.93186775377816,25]
[null,null,null,null,null,"2009-08-01",66.72505672343928,100,null,"2010-05-10",136.46539196527621,125]
[null,null,null,null,null,"2009-08-05",75.956830214528452,18.899999999999999,null,"2010-05-20",163.35222453510283,25.8]
[null,null,null,null,null,"2009-08-05",75.881303818181848,16.8,null,"2010-06-01",326.19412809484692,32]
[null,null,null,null,null,"2009-08-17",107.9330533464,90,null,"2010-06-01",134.93186775377822,20]
[null,null,null,null,null,"2009-08-26",69.500117104312594,200.2,null,"2010-06-24",131.56235098674244,23]
[null,null,null,null,null,"2009-09-08",57.664845839357071,36,null,"2010-06-30",102.50041472001405,12]
[null,null,null,null,null,"2009-09-25",48.946592824663824,151.80000000000001,null,"2010-06-30",102.48606067589452,10]
[null,null,null,null,null,"2009-09-25",50.274844626241673,129.6,null,"2010-07-26",136.28306010866524,20]
[null,null,null,null,null,"2009-10-01",69.479758483943243,150,null,"2010-07-29",160.68264393215188,150]
[null,null,null,null,null,"2009-10-05",51.022058174156811,99,null,"2010-07-29",132.07971162605025,45]
[null,null,null,null,null,"2009-10-09",80.718499373364054,5,null,"2010-08-10",136.04433699779426,30]
[null,null,null,null,null,"2009-11-02",72.860244680831116,60,null,"2010-08-10",197.87416577478228,5.5]
[null,null,null,null,null,"2009-11-16",68.213787374648959,50,null,"2010-08-24",116.04071153987502,23]
[null,null,null,null,null,"2009-11-24",80.258440471147864,209.4,null,"2010-09-20",132.41586415243808,62.5]
[null,null,null,null,null,"2009-11-24",68.861857758063778,150,null,"2010-11-10",133.79530404356763,130]
[null,null,null,null,null,"2009-11-30",117.79341988426631,168,null,"2010-11-15",82.593428419612934,14]
[null,null,null,null,null,"2009-11-30",117.80875490241773,150,null,"2010-11-15",80.023209960483314,20]
[null,null,null,null,null,"2009-11-30",117.79697389351691,150,null,"2010-12-01",141.40556445491134,9]
[null,null,null,null,null,"2009-11-30",117.79022794203554,150,null,"2010-12-01",150.931290613789,7.65]
[null,null,null,null,null,"2009-11-30",117.789779956503,102,null,"2010-12-21",136.42546094316356,60]
[null,null,null,null,null,"2009-12-02",102.03771341762526,50,null,"2010-12-30",116.81599818263969,309]
[null,null,null,null,null,"2009-12-09",127.64576226583364,10.25,null,"2010-12-30",152.14346650927337,20]
[null,null,null,null,null,"2009-12-17",130.49693577503808,120,null,"2011-01-05",117.05173814562183,270]
[null,null,null,null,null,"2009-12-28",75.608344375249331,70,null,"2011-01-07",131.75504203245902,110]
[null,null,null,null,null,"2010-01-28",106.917596058936,151.80000000000001,null,"2011-01-25",137.74637208473538,26]
[null,null,null,null,null,"2010-02-05",55.051194055015038,81,null,"2011-02-07",122.32278801231679,250]
[null,null,null,null,null,"2010-02-12",75.377349998446761,198,null,"2011-02-11",116.20458769616205,30]
[null,null,null,null,null,"2010-03-05",113.30033005639363,65.099999999999994,null,"2011-02-11",119.51495043776096,20]
[null,null,null,null,null,"2010-03-29",60.189213137540712,250.2,null,"2011-03-08",96.477829144742998,150]
[null,null,null,null,null,"2010-04-01",61.785907414106148,40.5,null,"2011-06-03",121.68532982030329,110]
[null,null,null,null,null,"2010-04-16",43.685160695759585,102.4,null,"2011-06-03",113.02424103595345,127]
[null,null,null,null,null,"2010-04-19",89.580064969960929,50.4,null,"2011-06-21",109.47745085135146,150]
[null,null,null,null,null,"2010-04-23",51.476278012128354,51,null,"2011-07-08",127.5525299397017,23]
[null,null,null,null,null,"2010-04-29",116.79871840570902,143.5,null,"2011-07-14",102.40472189325315,20]
[null,null,null,null,null,"2010-05-04",81.143762706375625,32.5,null,"2011-07-21",119.94753707389431,150]
[null,null,null,null,null,"2010-05-04",84.365440414938803,20,null,"2011-09-29",87.590614469332195,250]
[null,null,null,null,null,"2010-05-19",60.839436320990202,250.8,null,"2011-10-01",140.19920807275901,9]
[null,null,null,null,null,"2010-06-01",54.018361506032235,36,null,"2011-12-01",229.88392283977035,20]
[null,null,null,null,null,"2010-06-02",119.27050266805395,102,null,"2011-12-08",109.84442465716801,19]
[null,null,null,null,null,"2010-06-03",50.615674600031234,100,null,"2011-12-20",86.511692729742308,20]
[null,null,null,null,null,"2010-06-03",94.286549025983675,90,null,"2011-12-20",116.41484740571465,30]
[null,null,null,null,null,"2010-06-03",100.71723244459014,36.799999999999997,null,"2011-12-20",85.183583764420419,20]
[null,null,null,null,null,"2010-06-04",68.130142831247824,30,null,"2012-01-01",87.30673861314709,15]
[null,null,null,null,null,"2010-06-09",122.52493974062378,168,null,"2012-01-01",78.329911175824208,15]
[null,null,null,null,null,"2010-06-09",120.18053811377862,150,null,"2012-02-03",90.011837661183449,200]
[null,null,null,null,null,"2010-06-09",120.18053811377862,150,null,"2012-02-27",82.407081509694152,20]
[null,null,null,null,null,"2010-06-09",122.52493974062378,132,null,"2012-07-03",93.392172124711976,20]
[null,null,null,null,null,"2010-06-21",92.779375064336662,81.599999999999994,null,"2012-07-03",99.481841991668176,20]
[null,null,null,null,null,"2010-06-30",57.299487605525094,114,null,"2012-08-03",91.6202358527093,20]
[null,null,null,null,null,"2010-07-07",38.705952937374548,78.2,null,"2012-08-13",97.136159894028225,20]
[null,null,null,null,null,"2010-07-09",57.38856250754133,42.5,null,"2012-08-16",94.393951166627033,102]
[null,null,null,null,null,"2010-07-15",46.111471705826936,99.2,null,"2012-08-29",90.990652432940351,20]
[null,null,null,null,null,"2010-07-21",82.406463681578899,99.2,null,"2012-08-31",93.044003982005293,250]
[null,null,null,null,null,"2010-07-22",116.11602660256214,102.5,null,"2012-09-17",88.725598762206502,20]
[null,null,null,null,null,"2010-08-10",92.536741983765111,110.4,null,"2012-09-17",106.69657818195031,20.8]
[null,null,null,null,null,"2010-08-16",57.410270108349678,199.8,null,"2012-10-17",91.466407850140229,10]
[null,null,null,null,null,"2010-08-20",127.77349874768892,49,null,"2012-10-25",56.706892696487976,50]
[null,null,null,null,null,"2010-09-01",71.465216504911709,79.2,null,"2012-11-01",72.234592044484103,20]
[null,null,null,null,null,"2010-09-08",83.631121049636917,55.2,null,"2012-11-15",83.020220924405564,20]
[null,null,null,null,null,"2010-09-17",35.953297489585509,148.80000000000001,null,"2012-12-12",81.194392151744793,250]
[null,null,null,null,null,"2010-09-22",44.895809867274615,80,null,"2012-12-13",86.825433051296827,20]
[null,null,null,null,null,"2010-10-11",113.94941035458316,49.8,null,"2013-02-04",101.92062170727571,28.8]
[null,null,null,null,null,"2010-10-18",113.09324457826661,31.68,null,"2013-02-28",81.509618665683689,45]
[null,null,null,null,null,"2010-11-05",40.565686131616694,161,null,"2013-03-22",92.47577733127811,20]
[null,null,null,null,null,"2010-11-12",67.000165743498997,99,null,"2013-03-22",91.055314426228946,20]
[null,null,null,null,null,"2010-12-06",34.896993028465928,201,null,"2013-03-25",77.215429817813444,20]
[null,null,null,null,null,"2010-12-09",29.336662873283966,167.89999999999998,null,"2013-04-10",88.66515926774504,20]
[null,null,null,null,null,"2010-12-17",106.13620243392859,78.2,null,"2013-04-16",64.940600935474848,20]
[null,null,null,null,null,"2010-12-17",99.686893443446621,78.2,null,"2013-06-01",59.173894663766987,20]
[null,null,null,null,null,"2010-12-17",57.32659221737881,50,null,"2013-06-03",66.89243207399079,48]
[null,null,null,null,null,"2010-12-17",54.101682083902233,38.46,null,"2013-06-03",67.789040627378981,40]
[null,null,null,null,null,"2010-12-22",45.566907158952453,27.3,null,"2013-07-03",57.532987873256211,50]
[null,null,null,null,null,"2010-12-23",56.116783720329224,48,null,"2013-07-10",58.97664834822109,40]
[null,null,null,null,null,"2010-12-23",74.704492593067769,34.200000000000003,null,"2013-07-10",63.264611729653517,20]
[null,null,null,null,null,"2010-12-23",68.063372000554864,28.5,null,"2013-07-17",82.851898225458427,20]
[null,null,null,null,null,"2011-02-01",104.94700825293862,257.60000000000002,null,"2013-07-17",82.851898225458413,12]
[null,null,null,null,null,"2011-03-10",66.424771000799396,100,null,"2013-09-06",67.145887159794512,15]
[null,null,null,null,null,"2011-04-06",101.51667540489723,155.1,null,"2013-09-19",100.93170736697877,20]
[null,null,null,null,null,"2011-04-20",34.055190858000728,100.8,null,"2013-09-27",64.328934955224256,20]
[null,null,null,null,null,"2011-05-05",64.736450835415084,165.6,null,"2013-10-09",66.841260809351695,20]
[null,null,null,null,null,"2011-05-06",31.86889917399208,131.1,null,"2013-10-22",64.56371209009734,20]
[null,null,null,null,null,"2011-05-13",70.33016409721202,214.4,null,"2013-12-01",82.328036473913585,7.3140000000000001]
[null,null,null,null,null,"2011-05-16",30.735594317875503,150.36000000000001,null,"2013-12-06",67.599278183371567,20]
[null,null,null,null,null,"2011-05-16",21.990771670089622,108,null,"2013-12-19",56.158435626033288,150]
[null,null,null,null,null,"2011-05-20",53.870150559099585,115,null,"2014-01-30",69.502433729543611,7]
[null,null,null,null,null,"2011-06-07",37.717280529399289,202,null,"2014-02-20",49.293654473752362,10.416]
[null,null,null,null,null,"2011-06-21",48.168516891188219,40,null,"2014-03-17",64.068269159803592,20]
[null,null,null,null,null,"2011-06-27",34.104239399944689,200,null,"2014-03-26",59.84972580874809,26.66]
[null,null,null,null,null,"2011-06-28",62.453435489433673,104.4,null,"2014-04-01",65.831037070508998,10.3]
[null,null,null,null,null,"2011-06-29",79.723073466534032,20,null,"2014-05-01",44.073362846108658,157.5]
[null,null,null,null,null,"2011-07-06",41.35820448678151,199.92,null,"2014-05-27",63.215431339893797,30]
[null,null,null,null,null,"2011-07-15",83.79224600054981,162,null,"2014-06-01",66.113559997310134,20]
[null,null,null,null,null,"2011-07-28",86.201650870089182,102.5,null,"2014-06-12",57.537638011189422,30]
[null,null,null,null,null,"2011-08-03",59.869769470009743,120,null,"2014-07-18",57.288380153262089,93.6]
[null,null,null,null,null,"2011-08-08",47.126655333470708,42,null,"2014-07-23",57.846288735517582,75]
[null,null,null,null,null,"2011-08-15",34.454593767026054,200,null,"2014-07-24",57.532987873256197,56]
[null,null,null,null,null,"2011-08-17",42.93193584764699,50,null,"2014-07-24",58.099728095495436,56]
[null,null,null,null,null,"2011-08-17",42.93193584764699,37.5,null,"2014-07-31",45.307942233081064,200]
[null,null,null,null,null,"2011-08-30",26.886424019086167,100.8,null,"2014-08-19",60.747467571269425,105]
[null,null,null,null,null,"2011-09-07",28.56001294211082,104,null,"2014-08-25",61.322779970333777,60]
[null,null,null,null,null,"2011-09-12",41.462216087728883,201.6,null,"2014-09-03",50.562020325185166,60]
[null,null,null,null,null,"2011-09-12",36.88208756641,92.34,null,"2014-09-04",46.861516120666991,52]
[null,null,null,null,null,"2011-09-13",71.720529501670242,100.65,null,"2014-09-04",56.205739064360714,120]
[null,null,null,null,null,"2011-10-01",37.980822034396837,48,null,"2014-10-03",60.003593475618864,30]
[null,null,null,null,null,"2011-11-03",29.809112595620032,100.8,null,"2014-10-08",52.869574006459096,101.3]
[null,null,null,null,null,"2011-11-03",28.178213079124657,98.9,null,"2014-10-08",53.636676260682918,51]
[null,null,null,null,null,"2011-11-08",30.664516316191968,59.8,null,"2014-10-08",53.579857340120789,76.5]
[null,null,null,null,null,"2011-11-16",80.315810063562523,49.5,null,"2014-10-08",57.381618583149574,30]
[null,null,null,null,null,"2011-11-16",55.14859308631425,39.9,null,"2014-10-08",60.060643056471577,80]
[null,null,null,null,null,"2011-11-28",79.052980699417432,20.65,null,"2014-10-08",57.829126647389259,103]
[null,null,null,null,null,"2011-12-09",38.590776432586644,75,null,"2014-10-20",57.164984915262032,40]
[null,null,null,null,null,"2011-12-13",30.655390489387361,201.25,null,"2014-10-21",62.258645875695386,11.4]
[null,null,null,null,null,"2011-12-13",31.484102475881581,79.599999999999994,null,"2014-10-21",64.839487363926253,20]
[null,null,null,null,null,"2011-12-15",31.395575716661703,49.2,null,"2014-10-22",56.873316601318386,20]
[null,null,null,null,null,"2011-12-20",65.307023992828661,110.4,null,"2014-10-22",56.873316601318386,20]
[null,null,null,null,null,"2011-12-20",31.983850134228899,78.400000000000006,null,"2014-10-22",56.873316601318379,15]
[null,null,null,null,null,"2011-12-20",67.642411591027653,30.4,null,"2014-10-22",56.873316601318386,20]
[null,null,null,null,null,"2011-12-22",47.867241264350639,14.4,null,"2014-10-22",49.875442640769954,20]
[null,null,null,null,null,"2012-01-19",34.654698748673859,310.39999999999998,null,"2014-10-22",69.859069327093252,14.7]
[null,null,null,null,null,"2012-02-07",45.206922979195177,21,null,"2014-10-22",67.750307273027417,19.5]
[null,null,null,null,null,"2012-02-15",29.48511184249227,30.400000000000002,null,"2014-10-22",67.76717736945993,19.5]
[null,null,null,null,null,"2012-02-17",94.952055085992058,50,null,"2014-10-24",66.609217413338271,100]
[null,null,null,null,null,"2012-02-28",31.440453392612991,91,null,"2014-11-07",70.474394406695311,40]
[null,null,null,null,null,"2012-03-13",31.484102475881578,51.2,null,"2014-11-07",70.474394406695296,50]
[null,null,null,null,null,"2012-03-17",39.240112732067381,202,null,"2014-11-13",61.889803331720408,30]
[null,null,null,null,null,"2012-03-29",32.952201484399168,48,null,"2014-11-18",49.301469041668383,45]
[null,null,null,null,null,"2012-04-11",46.907609199947991,54,null,"2014-12-09",61.937393296612001,130]
[null,null,null,null,null,"2012-05-27",59.591035998383489,69,null,"2015-02-01",58.567611786056794,80]
[null,null,null,null,null,"2012-08-31",48.23513756998328,100.3,null,"2015-03-02",101.90544891640184,6]
[null,null,null,null,null,"2012-11-01",54.545365029807002,50,null,"2015-03-02",42.505516667943624,25]
[null,null,null,null,null,"2012-12-14",56.722632530121935,15,null,"2015-03-03",62.570151722248319,62.25]
[null,null,null,null,null,"2013-01-16",29.856923796576449,74.8,null,"2015-03-04",37.600360104455525,70]
[null,null,null,null,null,"2013-02-07",29.582581673494342,200.6,null,"2015-03-04",38.078486447249382,70]
[null,null,null,null,null,"2013-04-16",48.825832390429085,74.8,null,"2015-03-05",84.473945455041601,10.5]
[null,null,null,null,null,"2013-05-06",30.340520256976447,62.4,null,"2015-03-23",68.5817827755411,20]
[null,null,null,null,null,"2013-05-24",88.805352412178038,39,null,"2015-03-25",47.972421298773916,30]
[null,null,null,null,null,"2013-06-01",22.976124576070212,200,null,"2015-04-03",47.589476717256638,81]
[null,null,null,null,null,"2013-06-01",22.483590323901463,200,null,"2015-04-03",45.560600678452055,54]
[null,null,null,null,null,"2013-06-05",47.402755930975466,200,null,"2015-04-14",63.620491705116272,6.8]
[null,null,null,null,null,"2013-06-15",24.265830306546267,250,null,"2015-04-17",53.522028756176532,20]
[null,null,null,null,null,"2013-06-15",21.933922979020391,199,null,"2015-04-30",44.900955948506507,50.6]
[null,null,null,null,null,"2013-06-21",31.274858074986383,102.4,null,"2015-04-30",59.675860441493803,52]
[null,null,null,null,null,"2013-06-28",56.346512369539504,80,null,"2015-04-30",20.039225130699396,80]
[null,null,null,null,null,"2013-07-02",25.059391395655549,200,null,"2015-05-27",67.480819887347621,4.9000000000000004]
[null,null,null,null,null,"2013-07-02",52.377219278614625,50.4,null,"2015-06-01",74.497768731219793,3.6]
[null,null,null,null,null,"2013-07-07",56.346512369539504,80,null,"2015-06-05",42.236972727520801,100]
[null,null,null,null,null,"2013-07-08",21.440651623909716,100,null,"2015-06-09",67.857313215116363,80]
[null,null,null,null,null,"2013-07-10",23.635157464124131,249.9,null,"2015-06-19",44.210579352241361,100]
[null,null,null,null,null,"2013-07-17",24.572823237529832,150,null,"2015-06-23",48.974276758961736,46]
[null,null,null,null,null,"2013-07-24",27.169947090242644,205.7,null,"2015-06-25",55.25886895018197,100.815]
[null,null,null,null,null,"2013-08-12",50.853558437683759,20,null,"2015-06-30",61.367339689343623,7.06]
[null,null,null,null,null,"2013-08-20",56.45129121710891,184.8,null,"2015-07-01",64.273654150575126,13]
[null,null,null,null,null,"2013-08-20",57.742833551174918,147.6,null,"2015-07-01",66.015525265929071,20]
[null,null,null,null,null,"2013-09-11",31.646750404377773,60,null,"2015-07-15",52.51249107623493,125]
[null,null,null,null,null,"2013-10-09",21.460672452829751,198.9,null,"2015-07-16",49.147003647309838,150]
[null,null,null,null,null,"2013-10-10",20.10820649867177,200,null,"2015-07-16",49.547324909535298,180]
[null,null,null,null,null,"2013-10-10",21.458630127399633,200,null,"2015-07-21",46.123073813870917,20]
[null,null,null,null,null,"2013-10-10",20.108206498671777,199.8,null,"2015-08-05",45.504166346506416,30]
[null,null,null,null,null,"2013-10-17",22.298352608705354,400,null,"2015-08-09",41.179285588538299,30]
[null,null,null,null,null,"2013-10-25",56.875061301304484,19.8,null,"2015-08-12",50.491546310573234,10]
[null,null,null,null,null,"2013-11-01",31.073496488616687,249.2,null,"2015-08-16",50.491546310573206,10]
[null,null,null,null,null,"2013-11-06",24.644878906888074,172,null,"2015-08-28",51.250325162380186,150]
[null,null,null,null,null,"2013-11-06",24.644878906888074,106,null,"2015-09-03",74.320250951154165,10.88]
[null,null,null,null,null,"2013-11-18",24.651599161673531,201.6,null,"2015-09-23",43.31529270604905,52]
[null,null,null,null,null,"2013-11-18",90.440605341104586,34.200000000000003,null,"2015-09-23",47.167597195756287,52]
[null,null,null,null,null,"2013-12-11",50.475301043183052,51,null,"2015-09-24",41.329687220628124,25]
[null,null,null,null,null,"2013-12-20",20.78718014020555,98,null,"2015-09-28",19.635836877483836,46.2]
[null,null,null,null,null,"2013-12-27",29.721528908651173,149.6,null,"2015-09-28",19.635836877483836,71.400000000000006]
[null,null,null,null,null,"2014-01-21",20.948266504492199,100.3,null,"2015-10-01",36.358458750002342,118.5]
[null,null,null,null,null,"2014-01-23",32.830363697294402,78.2,null,"2015-10-01",33.650200695455375,170]
[null,null,null,null,null,"2014-01-24",22.455317071876951,99,null,"2015-10-01",58.924520432370905,146]
[null,null,null,null,null,"2014-02-27",27.071988263338721,299.7,null,"2015-10-08",49.352984437048754,55]
[null,null,null,null,null,"2014-06-11",23.383802633358894,150,null,"2015-10-09",42.70992596829786,154.27199999999999]
[null,null,null,null,null,"2014-07-01",38.344804001914603,175,null,"2015-10-09",38.823467694039735,103.5]
[null,null,null,null,null,"2014-08-01",35.876910492058613,115.99999999999999,null,"2015-10-15",43.996304672335192,125]
[null,null,null,null,null,"2014-08-01",23.477713487308126,100,null,"2015-11-05",51.868838899514131,85]
[null,null,null,null,null,"2014-08-14",65.021909550904184,30,null,"2015-11-06",44.899738399473193,54]
[null,null,null,null,null,"2014-09-11",67.249562513045419,42.95,null,"2015-11-09",38.447863615684795,72]
[null,null,null,null,null,"2014-09-24",41.527986259831543,140,null,"2015-11-10",44.073362846108651,30]
[null,null,null,null,null,"2014-10-30",25.825484836038935,100,null,"2015-11-20",44.000880241765287,86]
[null,null,null,null,null,"2014-12-01",20.982171688163589,200,null,"2015-11-30",46.326412298594533,50]
[null,null,null,null,null,"2014-12-01",24.602591127230419,150,null,"2015-12-17",41.616315253005276,90]
[null,null,null,null,null,"2014-12-01",24.052940228204392,150,null,"2015-12-18",52.924011922843313,20]
[null,null,null,null,null,"2014-12-17",22.377613228313233,100,null,"2015-12-18",52.908337307708216,20]
[null,null,null,null,null,"2014-12-17",21.998607840200858,73.5,null,"2015-12-18",52.993916144085951,20]
[null,null,null,null,null,"2014-12-31",22.538604947815806,50,null,"2015-12-18",51.186383857176835,20]
[null,null,null,null,null,"2015-03-24",32.825473369758015,78,null,"2016-01-06",29.007106290254555,26]
[null,null,null,null,null,"2015-04-07",26.878929845948623,300,null,"2016-04-12",48.622447509613174,8.16]
[null,null,null,null,null,"2015-04-24",20.513556377925564,208.27,null,"2016-04-12",45.817306307135496,20.399999999999999]
[null,null,null,null,null,"2015-05-01",42.007423962697324,149,null,"2016-05-19",34.613636155274605,100]
[null,null,null,null,null,"2015-05-01",23.294260137326631,20,null,"2016-08-04",41.410389844235752,20]
[null,null,null,null,null,"2015-05-04",31.493839705665611,20,null,"2016-08-26",51.890923121516721,60]
[null,null,null,null,null,"2015-05-22",28.923144367758791,200.91,null,"2016-08-29",43.122574681558561,20]
[null,null,null,null,null,"2015-06-09",28.554899014380045,36,null,"2016-09-15",41.974889313323182,100]
[null,null,null,null,null,"2015-07-08",43.346586997343195,208,null,"2016-09-20",42.230974433758092,100]
[null,null,null,null,null,"2015-07-24",82.714403353555483,80,null,"2016-09-22",149.39121602712225,24.9]
[null,null,null,null,null,"2015-08-07",45.36614190658549,324,null,"2016-11-18",34.377918243669868,150]
[null,null,null,null,null,"2015-09-15",39.861032250704724,100.05,null,"2016-11-18",34.262340846931075,80]
[null,null,null,null,null,"2015-09-15",31.4938397056656,25,null,"2016-12-13",41.115283755007134,7.8]
[null,null,null,null,null,"2015-09-17",32.794011981676697,98,null,"2016-12-15",31.721528868396696,200]
[null,null,null,null,null,"2015-10-01",48.098829731254341,200,null,"2017-01-03",51.93509526948268,7.2]
[null,null,null,null,null,"2015-10-09",77.241113345462296,30,null,"2017-01-12",36.806740035978478,100]
[null,null,null,null,null,"2015-10-16",29.685246266972754,198,null,"2017-01-17",39.335675964872415,60]
[null,null,null,null,null,"2015-10-27",20.644111860957661,149.03,null,"2017-01-31",36.709438470571335,20]
[null,null,null,null,null,"2015-11-09",20.367226736722998,64.8,null,"2017-03-23",32.630800806601009,17]
[null,null,null,null,null,"2015-11-19",43.102161475683772,100.8,null,"2017-04-01",52.46751883227703,56]
[null,null,null,null,null,"2015-11-20",19.094818376091894,199.8,null,"2017-04-18",31.503786253632665,74.900000000000006]
[null,null,null,null,null,"2015-12-04",20.64158218553651,99.1,null,"2017-05-22",21.486127300346524,130]
[null,null,null,null,null,"2015-12-16",31.32866087746396,149.5,null,"2017-05-25",72.731037051712477,78.400000000000006]
[null,null,null,null,null,"2015-12-18",27.966204580340005,29.9,null,"2017-05-25",67.673722748764902,49.36]
[null,null,null,null,null,"2015-12-23",18.960297879277348,206.55,null,"2017-05-26",37.61994911240707,52.5]
[null,null,null,null,null,"2016-01-08",24.01571880592261,200,null,"2017-06-01",28.027150930444201,40]
[null,null,null,null,null,"2016-01-19",18.822998715525568,200,null,"2017-06-01",27.364423788099774,86]
[null,null,null,null,null,"2016-02-01",34.038081697211958,75,null,"2017-06-01",27.364423788099774,74]
[null,null,null,null,null,"2016-02-01",35.474250267565942,25,null,"2017-06-07",29.783408289856403,50]
[null,null,null,null,null,"2016-02-02",31.493839705665618,7,null,"2017-06-19",28.09107309395689,100]
[null,null,null,null,null,"2016-03-03",20.992218198815895,99.25,null,"2017-06-20",89.394088504753057,19.59]
[null,null,null,null,null,"2016-03-04",22.976953247592547,149.72999999999999,null,"2017-06-20",81.902776550278489,19.579999999999998]
[null,null,null,null,null,"2016-05-12",42.85859578769152,7.2,null,"2017-06-20",81.362758243353582,19.579999999999998]
[null,null,null,null,null,"2016-05-31",19.322315845852231,140,null,"2017-06-20",82.731630352736104,19.600000000000001]
[null,null,null,null,null,"2016-05-31",37.856675386090913,119.7,null,"2017-06-26",48.620671548962846,5]
[null,null,null,null,null,"2016-07-18",52.501415558864601,46,null,"2017-07-28",82.931245912713933,8.4]
[null,null,null,null,null,"2016-07-26",25.455443575186464,199.2,null,"2017-07-28",82.475629296527899,8.4]
[null,null,null,null,null,"2016-08-11",34.767966615136991,75.400000000000006,null,"2017-08-08",48.274171774799626,252.32]
[null,null,null,null,null,"2016-10-28",17.24685641792372,216.44,null,"2017-08-25",27.744109812953617,100]
[null,null,null,null,null,"2016-10-28",16.936528362498276,199.52,null,"2017-09-23",29.77540657600499,200]
[null,null,null,null,null,"2016-11-01",41.876711247363275,49.5,null,"2017-09-26",28.631435989791978,62.5]
[null,null,null,null,null,"2016-11-11",45.142242779673332,298.2,null,"2017-09-26",28.112689925687032,50]
[null,null,null,null,null,"2016-12-01",31.840485299706348,79.75,null,"2017-10-06",27.605696311870158,25]
[null,null,null,null,null,"2016-12-05",41.183898017263822,43.2,null,"2017-10-06",27.605696311870158,25]
[null,null,null,null,null,"2016-12-05",18.334240680208289,40.590000000000003,null,"2017-10-30",30.115007167893602,50]
[null,null,null,null,null,"2016-12-06",21.046290849355699,27,null,"2017-11-13",26.356096208443319,150]
[null,null,null,null,null,"2016-12-15",20.001165940370274,200,null,"2017-11-13",24.99544652873,200]
[null,null,null,null,null,"2017-01-01",40.882171604740009,66,null,"2017-12-08",19.402776171925069,45]
[null,null,null,null,null,"2017-01-19",33.863131945195782,100,null,"2017-12-14",20.034992957548919,150]
[null,null,null,null,null,"2017-01-27",16.122835333888744,100.05,null,"2017-12-15",34.825302763501654,50]
[null,null,null,null,null,"2017-02-09",38.88422043715142,128.69999999999999,null,"2018-01-05",23.657046969037864,50]
[null,null,null,null,null,"2017-02-17",36.266899724302384,200.8,null,"2018-01-09",27.883128127433324,30]
[null,null,null,null,null,"2017-03-07",18.348264279405115,231.05,null,"2018-01-26",24.265904508323462,100]
[null,null,null,null,null,"2017-03-07",13.782990970553747,216.2,null,"2018-01-29",23.726985201973193,57.5]
[null,null,null,null,null,"2017-03-13",16.141468576414034,106.7,null,"2018-01-29",26.224093717129382,120]
[null,null,null,null,null,"2017-03-14",13.503124770065492,15,null,"2018-02-01",36.720489771128442,10]
[null,null,null,null,null,"2017-05-05",13.503124770065492,2.38,null,"2018-02-21",45.658566229768297,106.688]
[null,null,null,null,null,"2017-05-17",19.286368104461179,100,null,"2018-04-16",158.50168077348471,6.3]
[null,null,null,null,null,"2017-06-06",14.820496019757096,15.59,null,"2018-05-07",30.278881526719669,100]
[null,null,null,null,null,"2017-06-09",11.357527883738248,160,null,"2018-05-16",29.678590740789925,74.5]
[null,null,null,null,null,"2017-06-20",23.457351363383005,75,null,"2018-05-16",29.678590740789925,74.5]
[null,null,null,null,null,"2017-07-07",23.252146718504324,132,null,"2018-05-30",18.748880453113397,300]
[null,null,null,null,null,"2017-07-19",13.719521000354998,16.100000000000001,null,"2018-05-30",21.49566994362544,250]
[null,null,null,null,null,"2017-07-21",28.177286182166586,100,null,"2018-05-30",24.126732829292372,50]
[null,null,null,null,null,"2017-08-01",22.318805349761163,200,null,"2018-05-30",20.910998821864688,101]
[null,null,null,null,null,"2017-08-11",34.804455913294454,102.5,null,"2018-05-30",20.918889764816331,200]
[null,null,null,null,null,"2017-08-11",39.39172446164909,48.8,null,"2018-05-30",23.641265083134559,100]
[null,null,null,null,null,"2017-09-01",18.024605132614351,242,null,"2018-05-31",30.43805096834998,80]
[null,null,null,null,null,"2017-09-26",23.682627309843696,30,null,"2018-06-01",59.402739067407083,5.6814814814814811]
[null,null,null,null,null,"2017-10-01",22.813845394841429,98,null,"2018-06-06",24.543347612625613,60]
[null,null,null,null,null,"2017-10-02",18.790257258609298,29.875,null,"2018-06-08",21.420726174688216,30]
[null,null,null,null,null,"2017-10-12",11.759407012177929,243.8,null,"2018-06-13",19.493496079873218,58]
[null,null,null,null,null,"2017-10-16",22.137923597360672,103.5,null,"2018-06-13",23.037034290665908,122]
[null,null,null,null,null,"2017-11-15",19.978338660041022,211.66,null,"2018-06-27",40.287014037028797,42]
[null,null,null,null,null,"2017-11-17",12.939772379245415,200,null,"2018-06-30",25.075870775011946,68]
[null,null,null,null,null,"2017-11-17",9.5586555186078872,100,null,"2018-06-30",22.508726938614782,20]
[null,null,null,null,null,"2017-11-17",11.799317864464465,83,null,"2018-07-10",27.689936170868425,35]
[null,null,null,null,null,"2017-12-20",23.360306628725652,166,null,"2018-08-10",42.531628259022774,40]
[null,null,null,null,null,"2017-12-21",23.793633978946122,50,null,"2018-08-10",42.531628259022774,10]
[null,null,null,null,null,"2018-01-10",11.799317864464456,97,null,"2018-08-22",25.011065069237663,50]
[null,null,null,null,null,"2018-01-22",14.496140836418855,226.56,null,"2018-08-22",25.011065069237663,50]
[null,null,null,null,null,"2018-01-22",22.019881077905563,216.6,null,"2018-08-23",27.949428786757505,86]
[null,null,null,null,null,"2018-03-13",20.573947520322829,79.900000000000006,null,"2018-08-31",22.571234093876807,102.5]
[null,null,null,null,null,"2018-04-20",11.889325114405144,301.02,null,"2018-09-09",27.22145782275668,100]
[null,null,null,null,null,"2018-07-22",27.292516548181727,80.64,null,"2018-09-20",21.374235039132213,100]
[null,null,null,null,null,"2018-07-22",27.139667305309572,45.36,null,"2018-10-01",42.514732610369293,10.5]
[null,null,null,null,null,"2018-08-20",16.323767275302199,250.4,null,"2018-10-01",21.341622933041236,20]
[null,null,null,null,null,"2018-08-31",38.223282216402005,97.2,null,"2018-10-18",30.488032761487485,144]
[null,null,null,null,null,"2018-10-05",41.490528517850471,21.6,null,"2018-10-18",36.323284620881779,13]
[null,null,null,null,null,"2018-10-19",12.968651602623483,199.4,null,"2018-10-25",24.169759290292543,128]
[null,null,null,null,null,"2018-10-22",8.6416176959765529,299.36,null,"2018-11-01",37.232580407531934,70]
[null,null,null,null,null,"2018-10-29",13.842040957580453,153.6,null,"2018-12-11",25.645564592852917,250]
[null,null,null,null,null,"2018-11-19",12.282321769627822,161,null,"2019-02-01",42.911546350196197,4.5999999999999996]
[null,null,null,null,null,"2018-11-21",9.9402119902120276,250,null,"2019-02-11",30.419264249808762,50]
[null,null,null,null,null,"2018-12-05",14.52931384835272,171,null,"2019-02-14",24.849609845026929,22]
[null,null,null,null,null,"2018-12-31",37.938023155458389,21.6,null,"2019-03-21",26.770224871558177,160]
[null,null,null,null,null,"2019-01-01",31.078753252561516,46.5,null,"2019-03-22",19.517352683422782,120]
[null,null,null,null,null,"2019-01-03",26.665221069394224,398.6,null,"2019-05-30",18.92871291163209,50]
[null,null,null,null,null,"2019-01-08",18.574455843757502,236.5,null,"2019-06-27",16.137710686885679,50]
[null,null,null,null,null,"2019-01-11",40.707780840929544,136.80000000000001,null,"2019-06-27",14.914358994936403,300]
[null,null,null,null,null,"2019-01-22",22.648252908533554,102,null,"2019-07-01",15.057485736801725,400]
[null,null,null,null,null,"2019-02-05",9.621902801946451,104,null,"2019-07-01",23.003120346486927,80]
[null,null,null,null,null,"2019-02-06",14.809363442995846,134.08000000000001,null,"2019-07-09",25.06714851707094,62.5]
[null,null,null,null,null,"2019-02-11",27.591157585201177,199.54,null,"2019-07-25",23.971088284849198,17.5]
[null,null,null,null,null,"2019-03-07",25.184284725094635,144,null,"2019-08-08",21.756988984896221,66]
[null,null,null,null,null,"2019-05-16",12.081971840052324,160,null,"2019-08-19",37.243894260079372,100]
[null,null,null,null,null,"2019-05-21",22.014698247979087,96.7,null,"2019-09-19",38.479244335784124,9.3076923076923066]
[null,null,null,null,null,"2019-06-05",27.547911985054171,104,null,"2019-09-22",32.047864741722613,88]
[null,null,null,null,null,"2019-07-08",14.326844949773806,200,null,"2019-09-22",31.329977989015507,90]
[null,null,null,null,null,"2019-08-21",35.569387321660436,72.599999999999994,null,"2019-09-22",31.329977989015504,70]
[null,null,null,null,null,"2019-09-22",42.549403118745644,76.8,null,"2019-10-01",20.540349673701318,150]
[null,null,null,null,null,"2019-10-02",12.356428362954912,128,null,"2019-10-17",11.987466023275967,100]
[null,null,null,null,null,"2019-10-03",35.040459943088479,300,null,"2019-10-17",16.785651222719313,100]
[null,null,null,null,null,"2019-10-17",13.997776858831669,110.00000000000001,null,"2019-10-23",20.435344604423996,107]
[null,null,null,null,null,"2019-10-17",11.31201094628835,90,null,"2019-11-05",22.478879064866401,132]
[null,null,null,null,null,"2019-10-21",24.742308579741085,302.39999999999998,null,"2019-11-19",21.34162293304124,25]
[null,null,null,null,null,"2019-11-25",19.669647961323712,100,null,"2019-11-21",22.754744617798252,100]
[null,null,null,null,null,"2019-12-13",27.885730658120266,76.5,null,"2019-11-26",23.388017741632648,44]
[null,null,null,null,null,"2019-12-18",11.982638700601886,200,null,"2019-12-05",22.61569693321789,100]
[null,null,null,null,null,"2019-12-20",40.984402256379838,14.4,null,"2019-12-17",20.435344604423996,100]
[null,null,null,null,null,"2020-04-15",31.029277674758816,56.2,null,"2019-12-20",42.343984385087559,50]
[null,null,null,null,null,"2020-04-16",39.068236267220399,50.1,null,"2020-01-06",25.290320042498994,50.5]
[null,null,null,null,null,"2020-05-27",15.081819839274397,172.54842630833929,null,"2020-02-14",29.793029487866487,50]
[null,null,null,null,null,"2020-05-27",11.966114543136873,26.321573691660728,null,"2020-02-14",23.037390238854751,160.5]
[null,null,null,null,null,"2020-06-04",33.535029810558171,331,null,"2020-03-25",17.979945713778267,200]
[null,null,null,null,null,"2020-08-07",18.812333796166779,53.6,null,"2020-04-08",18.748329061957659,127.86]
[null,null,null,null,null,"2020-08-25",39.307282687755226,100,null,"2020-05-02",20.861080950349507,100]
[null,null,null,null,null,"2020-08-31",34.05890767404,225,null,"2020-06-01",23.996696548407979,150]
[null,null,null,null,null,"2020-09-16",31.081247141492941,29.5,null,"2020-08-24",41.928811569911204,50]
[null,null,null,null,null,"2020-09-17",14.866713199718459,300.60000000000002,null,"2020-09-23",21.87172753412926,100]
[null,null,null,null,null,"2020-09-17",13.82791651566024,250.7,null,"2020-09-25",21.040042099559074,200]
[null,null,null,null,null,"2020-11-30",36.193294368712166,33.799999999999997,null,"2020-10-02",21.077685337291118,233]
[null,null,null,null,null,"2021-01-22",21.184640573252882,80,null,"2020-11-02",17.34429260772022,63]
[null,null,null,null,null,"2021-04-21",39.482788721130866,50,null,"2020-11-05",21.928637785879619,26]
[null,null,null,null,null,"2021-04-21",36.724017199533627,29.9,null,"2020-12-30",36.298337577576447,7.5]
[null,null,null,null,null,"2021-09-01",15.282700024824349,197.4,null,"2021-01-15",46.860233769466447,90]
[null,null,null,null,null,null,null,null,null,"2021-01-15",39.11058886468787,500]
[null,null,null,null,null,null,null,null,null,"2021-02-01",16.13067419949612,190]
[null,null,null,null,null,null,null,null,null,"2021-02-04",16.231459184355813,50]
[null,null,null,null,null,null,null,null,null,"2021-02-23",20.319647731923414,50]
[null,null,null,null,null,null,null,null,null,"2021-03-25",18.624126929862136,130]
[null,null,null,null,null,null,null,null,null,"2021-04-01",11.636905951089984,150]
[null,null,null,null,null,null,null,null,null,"2021-04-01",14.950571581219034,300]
[null,null,null,null,null,null,null,null,null,"2021-05-07",31.420672806692124,30]
[null,null,null,null,null,null,null,null,null,"2021-06-01",18.414450132494149,350]
[null,null,null,null,null,null,null,null,null,"2021-06-01",19.498576923069237,250]
[null,null,null,null,null,null,null,null,null,"2021-06-01",17.193548080858271,90]
[null,null,null,null,null,null,null,null,null,"2021-06-17",24.243746194903856,200]
[null,null,null,null,null,null,null,null,null,"2021-10-08",36.454044397249298,100]
[null,null,null,null,null,null,null,null,null,"2021-10-15",37.618106345319745,125]

{"sheet":"Recent PV PPAs vs. Gas Forecast","index":34,"n_rows":35,"n_cols":31,"rows_kept":35,"cut":false,"hidden":false,"merged":[]}
["PV PPA prices and natural gas fuel cost projections by calendar year over time"]
[]
[]
[]
[]
[]
[]
[]
[]
[]
[]
[]
[]
[]
[]
[]
[]
[]
[]
[]
[]
["Sources: Berkeley Lab, FERC, Energy Information Administration"]
["Note: PPA sample excludes projects located in Hawaii"]
[null,null,1,{"$f":"C24+1","v":2},3,4,5,6,7,8,9,10,11,12,13,14,15,16,17,18,19,20,21,22,23,24,25,26,27,28,29]
[null,null,2022,null,2024,null,2026,null,2028,null,2030,null,2032,null,2034,null,2036,null,2038,null,2040,null,2042,null,2044,null,2046,null,2048,null,2050]
["Aggregate PV PPA prices among 29 PPAs executed 2020-2021 (2021 $/MWh)"]
[null,"10th Percentile",22.938234200137799,21.50147436716319,19.291772742407012,18.861673539721622,18.427129913009484,17.971376074988157,17.530707825461462,17.114191412305193,16.724652130203808,16.34759298488995,15.992290443903238,15.645982079528615,15.304265076813211,14.972702406616939,14.635539368124856,14.292072854120876,13.967697761710216,13.640111301531125,13.337546781362006,13.041753905763468,12.727371030271206,12.201276289906222,13.726514312260266,13.421617865555088,13.235470590558577,13.610028335682479,13.725099782411126,13.71493704923936,17.246288814478131]
[null,"50th Percentile (Median)",26.861519787408092,25.720798134197977,24.682286561599316,23.967695254890881,23.532559363716111,22.95053414876898,22.387774142699293,21.855857492367225,21.358392269957381,20.876864937018457,20.423122103635279,19.980865377749616,19.544472098386343,19.121046515779611,18.885484410309289,18.476391092988585,18.243884682424767,17.516171824642903,17.127628651778327,16.747781396946351,16.181498620393711,15.469105897619709,15.382547240208451,15.040866614805626,14.704814808035945,14.377260325193991,16.050936460916418,15.459923809523817,17.246288814478131]
[null,"90th Percentile",38.465383878776954,36.420571743522814,44.678859744647092,43.695337022138006,43.612038961263579,42.581979542022111,41.585503000665064,40.644245317309398,39.765104674115207,38.91377860898077,38.11246221680404,37.330871131664367,36.558548726165306,35.808823582324422,35.349220165345464,35.142917983519986,34.653331945843959,34.404526922331051,33.651105478170585,32.914384895712807,32.611943373408856,32.109422369592153,29.629247379977592,29.006892876209729,26.911591544912852,23.860382477450045,24.237441538550165,17.204910569808273,17.246288814478131]
[null,"Diff",{"$f":"C29-C27","v":15.527149678639155},14.919097376359623,25.387087002240079,24.833663482416384,25.184909048254095,24.610603467033954,24.054795175203601,23.530053905004205,23.0404525439114,22.566185624090821,22.120171772900804,21.684889052135752,21.254283649352097,20.836121175707483,20.713680797220608,20.850845129399111,20.685634184133743,20.764415620799927,20.313558696808578,19.872630989949339,19.884572343137648,19.908146079685931,15.902733067717326,15.585275010654641,13.676120954354275,10.250354141767566,10.512341756139039,3.4899735205689133,0]
["AEO 2022 Gas Price Projection (converted from $/MMBtu to 2021 $/MWh using the heat rates implied by the modeling output)"]
[null,"Min",29.211394309956244,26.086946291339874,23.101385376057021,21.388634328843224,20.847001786489905,20.762135940013053,21.560387272029025,21.634966991682738,21.884177596312508,21.933267073774669,21.852821135063337,22.429514334582827,22.28941696971345,21.877126974900275,21.664543489363979,21.487853478627155,21.259656591284187,21.324974393699499,21.138304798296645,20.919927040941506,20.500972865089835,20.34518155238635,20.16540561744733,20.074304011560734,19.905653795929201,19.791168316958714,19.59465690743885,19.546739247812429,19.541423563387191]
[null,"Reference Case",31.176297604019624,29.036516326083483,26.459399312837228,24.792263438519413,24.586928107032868,24.930338336945898,25.897191426862591,26.324986276191744,26.792418855263566,27.073160333836018,27.124744549672844,27.393405039079838,27.099706929442014,26.780429792908258,26.668200513249154,26.641490612934369,26.723331380006805,26.686457392809828,26.888348340066155,26.827781379329313,26.680594657599691,26.617184218508143,26.231266653329303,26.139579963734782,26.102840134899068,26.043926971325259,26.167214410256246,26.020579419701114,25.939012652758304]
[null,"Max",35.388329550028566,34.785637211731782,33.545007778306207,33.16926134852033,33.708261191739908,34.355662134492164,36.215225037440518,38.169616788653812,39.259541604348478,40.419648421334266,41.600280322935561,42.535651314036762,43.533396032476773,44.105981331647328,45.582934755361549,45.994186382515906,46.560119370996446,47.466715896648836,48.698360189262125,48.778076682611243,48.542146930959298,48.375788975226271,49.329418522254272,49.681719752399346,50.046471289406682,50.468885890692931,50.836161323290433,51.481702974244136,52.186472474264711]
[null,"Diff",{"$f":"C34-C32","v":6.1769352400723214},8.6986909203919076,10.443622402249186,11.780627019677105,12.861259405250003,13.593526194479111,14.654837765411493,16.534649796971074,17.375364008035969,18.486381347559597,19.747459187872224,20.106136979453936,21.243979062763323,22.228854356747053,23.91839126599757,24.506332903888751,25.300462779712259,26.141741502949337,27.560055390965481,27.858149641669737,28.041174065869463,28.030607422839921,29.164012904806942,29.607415740838611,30.140817493477481,30.677717573734217,31.241504415851583,31.934963726431707,32.64504891087752]

{"sheet":"PV Curtailment","index":35,"n_rows":116,"n_cols":12,"rows_kept":116,"cut":false,"hidden":false,"merged":[]}
["PV curtailment by quarter or month and region"]
["Note: The curtailment percentage rate depicts reported utility-scale solar curtailment relative to the combined sum of utility-scale and distributed solar generation (on a pre-curtailment basis)."]
[]
[]
[]
[]
[]
[]
[]
[]
[]
[]
[]
[]
[]
[]
[]
[]
[]
[]
[]
[]
[]
["Sources: Berkeley Lab, CAISO, ERCOT",null,null,null,null,null,null,null,null,null,"Sources: Berkeley Lab, CAISO, ERCOT"]
[]
[null,null,"CAISO","ERCOT",null,null,null,"Q1","Q2","Q3","Q4","Total"]
["Jan-Dec\n2015"," ",5.3101335419637871E-3,1.9819756833578143E-4,null,"CAISO",2015,1.522299985997675E-3,2.8231320852612372E-3,6.1538881952123486E-4,9.0820305994815745E-4,{"$f":"SUM(H27:K27)","v":5.8690239507283044E-3}]
[null,null,7.0107356032358395E-3,6.940476033167608E-5,null,null,2016,2.2442054813732203E-3,2.4909519580120954E-3,9.9881349161374156E-4,2.2887235381915632E-3,{"$f":"SUM(H28:K28)","v":8.0226944691906207E-3}]
[null,null,9.8252667830739313E-3,4.6042617978265523E-4,null,null,2017,4.0088165919683824E-3,3.6963451477476247E-3,8.0313611793975841E-4,1.0369920489595717E-3,9.5452899066153368E-3]
[null,null,9.4002634368140232E-3,7.1227668207244743E-4,null,null,2018,3.3807565018074076E-3,3.3273845427579593E-3,8.8831379912875823E-4,2.7589492572648805E-3,1.0355404100959005E-2]
[null,null,1.532814854278736E-2,1.3351903262485581E-3,null,null,2019,5.8538292058344168E-3,1.0429062546999114E-2,2.2360660003511636E-3,5.550466213573732E-3,2.406942396675843E-2]
[null,null,3.9714743800316529E-3,2.6607370134845124E-3,null,null,2020,1.0065776817532296E-2,1.7175971231231737E-2,2.347933619988053E-3,4.2971069691863945E-3,3.3886788637938481E-2]
[null,null,2.2102879458981996E-3,5.5398676837148343E-4,null,null,2021,8.9714597706835198E-3,1.0770729691790683E-2,1.9272654466473626E-3,4.1915984020994904E-3,2.5861053311221058E-2]
[null,null,2.551148096620914E-3,5.4460530709738529E-5]
[null,null,1.3435802479341721E-3,2.5482978092889901E-3,null,"ERCOT",2015,4.8683319056762673E-5,4.4892666146112214E-4,3.1529094691559295E-4,9.0039546858375894E-5,9.029404742918537E-4]
[null,null,2.0727443605941822E-3,4.4871041304976627E-4,null,null,2016,2.4638703104090404E-4,3.1729882051051233E-4,3.0222009328137196E-4,9.1452198137102921E-4,1.7804279262038174E-3]
[null,null,5.7030788952430536E-3,1.670292688590625E-4,null,null,2017,8.9057146001273347E-4,9.8946576889262141E-3,2.6587643913036458E-3,2.1804376977891163E-3,1.5624431238031712E-2]
[null," ",5.5247216158074586E-3,5.8389071812043247E-4,null,null,2018,4.4622661575544013E-3,3.1991242750499839E-2,1.8781744364311313E-2,1.1800067183475642E-2,6.7035320455841194E-2]
[null,null,null,null,null,null,2019,2.1140102733987975E-2,1.5199695878035805E-2,4.3010195810573165E-3,8.8853013712850929E-3,{"$f":"SUM(H39:K39)","v":4.9526119564366186E-2}]
["Jan-Dec\n2016"," ",5.1608756405903365E-3,1.6286159823851597E-4,null,null,2020,7.1623399294953021E-3,1.3144933364134796E-2,8.4743379887952872E-3,3.2314969114349085E-2,{"$f":"SUM(H40:K40)","v":6.1096580396774472E-2}]
[null,null,8.5832800837822056E-3,2.3516249570531629E-3,null,null,2021,2.4979894367766212E-2,2.6752049473682007E-2,1.517482817489395E-2,2.9529940371505161E-2,{"$f":"SUM(H41:K41)","v":9.6436712387847331E-2}]
[null,null,1.9328903535625448E-2,9.7452344683879321E-4]
[null,null,1.2684608507642315E-2,1.7236541159662737E-3]
[null,null,8.7213996212250969E-3,1.4680377396468478E-3]
[null,null,5.0669986755969131E-3,7.2796603165475361E-4]
[null,null,1.2822091828034576E-3,1.3406165871685622E-3]
[null,null,1.8579599248429305E-3,2.5468008432588478E-4]
[null,null,6.7999805929749007E-3,1.4186820366669918E-3]
[null,null,9.2540497263861477E-3,4.3705422009381219E-3]
[null,null,1.1333165379477995E-2,3.5336726256454949E-3]
[null," ",1.1797910957883261E-2,2.5145838944739219E-3]
[" "]
["Jan-Dec\n2017"," ",1.2964111457249192E-2,4.2598953206625075E-3]
[null,null,2.7356026219163991E-2,2.364955787521356E-3]
[null,null,2.4465166393941949E-2,1.006174220404669E-2]
[null,null,2.4978492326181996E-2,3.621847289181257E-2]
[null,null,7.6534733553436296E-3,4.6961111509328003E-2]
[null,null,5.2633486658002805E-3,2.0078243618376148E-2]
[null,null,1.7072371887479701E-3,1.0825872144388326E-2]
[null,null,1.3246604397742308E-3,8.9044929274266823E-3]
[null,null,5.1747538027418554E-3,5.4776297692542518E-3]
[null,null,4.8952469980904634E-3,8.4222464480745406E-3]
[null,null,5.4563041957258066E-3,1.1385747724733381E-2]
[null," ",4.6943356506713345E-3,5.5871738130743691E-3]
[" "]
["Jan-Dec\n2018"," ",5.7621089282073271E-3,1.1547285771017829E-2]
[null,null,1.3235033786067571E-2,1.0226514098270077E-2]
[null,null,2.8585326767240286E-2,4.2342608073996701E-2]
[null,null,1.5180465965666211E-2,0.11561094586993401]
[null,null,1.3623756449289348E-2,0.14346254539790157]
[null,null,3.8337879004066247E-3,7.2495220955469064E-2]
[null,null,1.8210262665581598E-3,4.5240722152669638E-2]
[null,null,3.3836810223651353E-3,7.6802867257664595E-2]
[null,null,3.7429823857436958E-3,5.8591891343660323E-2]
[null,null,2.4584686770261811E-2,4.8041855518493305E-2]
[null,null,9.1017789861665595E-3,6.6967718316338326E-2]
[null," ",3.900832700135522E-3,5.978460121378322E-2]
[" "]
["Jan-Dec\n2019"," ",8.0856779749102301E-3,8.7386774574122417E-2]
[null,null,4.2064332320289853E-2,0.11645280600962449]
[null,null,3.8147619894494549E-2,0.11815938135653201]
[null,null,4.7177298884770173E-2,6.0334409997623697E-2]
[null,null,4.9733200951841097E-2,6.6598749719886205E-2]
[null,null,8.2612084916019075E-3,2.9749774142770025E-2]
[null,null,4.0576102296326364E-3,9.2646237483656486E-3]
[null,null,3.0118019459988488E-3,1.5855327934213958E-3]
[null,null,1.5533081239507487E-2,3.7004067304447462E-2]
[null,null,1.5836558890595216E-2,8.9221972902533836E-2]
[null,null,3.4997558125677633E-2,2.1902674327523592E-2]
[null,null,4.4614993654519458E-2,5.4821585046280251E-3]
[]
["Jan-Dec\n2020"," ",5.5247847323161327E-2,4.5130318278139361E-2]
[null,null,4.9569298236463867E-2,5.3754100502654834E-2]
[null,null,5.0710314336187695E-2,4.7414914025130248E-2]
[null,null,7.6602855460676772E-2,7.8789090022930636E-2]
[null,null,5.1081455210716824E-2,5.2222695637182411E-2]
[null,null,4.1246348384757457E-2,2.7940632837490494E-2]
[null,null,5.7578435764870694E-3,1.2208482547926836E-2]
[null,null,4.9587661291021603E-3,3.2158768868169825E-2]
[null,null,1.4084963534234989E-2,3.2304941964423323E-2]
[null,null,2.5479563576918541E-2,0.13226817736986188]
[null,null,1.9368922022898423E-2,0.13932540628732107]
[null," ",2.0554406217959093E-2,0.10389694599858301]
[" "]
["Jan-Dec\n2021"," ",2.0222549362885939E-2,9.1551485081415307E-2]
[null,null,3.6650570364198581E-2,0.16388427440447312]
[null,null,6.7697374977501223E-2,0.16423342771093272]
[null,null,3.1763978267973704E-2,0.17092752588010671]
[null,null,5.3218749606291464E-2,0.10216446020298864]
[null,null,1.5582582196791895E-2,4.6888297955787417E-2]
[null,null,5.9481709599756485E-3,4.2414866544390695E-2]
[null,null,5.9319230106733168E-3,4.6383263019335118E-2]
[null,null,7.617204675940902E-3,5.345754155934334E-2]
[null,null,3.1293363387480969E-2,0.14456700443400056]
[null,null,1.1486372643729679E-2,9.8376036979967968E-2]
[null," ",2.2389996292605553E-2,0.12312402813724771]

{"sheet":"Energy and Capacity Value","index":36,"n_rows":214,"n_cols":37,"rows_kept":214,"cut":false,"hidden":false,"merged":[]}
["Solar's energy and capacity value by region and year"]
[]
[]
[]
[]
[]
[]
[]
[]
[]
[]
[]
[]
[]
[]
[]
[]
[]
["Sources: Berkeley Lab, ABB, ISOs"]
["Notes: Solar Value describes generation-weighted value of utility-scale solar generation. For more details on methodology see Berkeley Lab publication \"Mills et al, 2021, Solar-to-Grid\" https://emp.lbl.gov/renewable-grid-insights"]
[]
[]
[]
[]
["ISOs Only",null,null,null,null,null,null,null,null,null,null,"Non-ISO BAs Only",null,null,null,null,null,null,null,null,null,null,"ISOs and non-ISO BAs Combined",null,null,null,null,null,null,null,null,null,null,"National generation-weighted average"]
[null,null,"Solar","Solar","Solar","Combined","Combined",null,null,null,null,null,null,"Solar","Solar","Solar","Combined","Combined",null,null,null,null,null,null,"Solar","Solar","Solar","Combined","Combined",null,null,null,null,null,"Solar","Solar","Solar"]
[null,null,"Energy","Capacity","Combined","Value","Value",null,null,null,null,null,null,"Energy","Capacity","Combined","Value","Value",null,null,null,null,null,null,"Energy","Capacity","Combined","Value","Value",null,null,null,null,"Year","Energy","Capacity","Combined"]
[null,null,"Value","Value","Value","10th %","90th %","Subtract","Add","Year",null,null,null,"Value","Value","Value","10th %","90th %","Subtract","Add","Year",null,null,null,"Value","Value","Value","10th %","90th %","Subtract","Add","Year",null,null,"Value","Value","Value"]
["CAISO",null,36.311611134640572,17.815805995781123,54.127417130421684,52.65,76.825000000000003,1.477417130421685,22.697582869578319,2012,null,"PNM",null,22.095903906467129,23.858822948892442,45.954726855359574,40.89,49.685000000000002,5.0647268553595737,3.730273144640428,2012,null,"CAISO",null,36.311611134640572,17.815805995781123,54.127417130421684,52.65,76.825000000000003,1.477417130421685,22.697582869578319,2012,null,2012,36.812592339381098,17.837464795772,54.650057135153197]
[null,null,43.975477881029526,17.123782259821212,61.099260140850738,59.436,76.506,1.6632601408507384,15.406739859149262,2013,null,null,null,44.120119917749122,18.8320493756773,62.952169293426429,57.228000000000002,71.492000000000004,5.7241692934264279,8.539830706573575,2013,null,null,null,43.975477881029526,17.123782259821212,61.099260140850738,59.436,76.506,1.6632601408507384,15.406739859149262,2013,null,2013,45.025364429175099,17.256059447803601,62.2814238769787]
[null,null,45.385417034596344,16.743693176142958,62.129110210739299,60.994,82.182000000000002,1.135110210739299,20.052889789260703,2014,null," ",null,48.386711543866369,10.384726587458083,58.771438131324452,55.686,64.305999999999997,3.0854381313244517,5.5345618686755458,2014,null,null,null,45.385417034596344,16.743693176142958,62.129110210739299,60.994,82.182000000000002,1.135110210739299,20.052889789260703,2014,null,2014,47.133909481144698,14.7155024531652,61.849411934309899]
[null,null,27.10198771337598,12.187461004105897,39.289448717481875,38.502000000000002,55.996000000000002,0.78744871748187251,16.706551282518127,2015,null,null,null,28.248909426025431,14.69181422933714,42.940723655362568,39.747999999999998,47.007999999999996,3.1927236553625704,4.0672763446374276,2015,null,null,null,27.10198771337598,12.187461004105897,39.289448717481875,38.502000000000002,55.996000000000002,0.78744871748187251,16.706551282518127,2015,null,2015,29.419822624157501,12.3781269666048,41.7979495907623]
[null,null,23.892354323664136,9.3515162727332104,33.24387059639735,32.97,43.616000000000007,0.27387059639735156,10.372129403602656,2016,null,null,null,25.173261076981241,15.240437688768868,40.413698765750119,36.655000000000001,44.448,3.7586987657501183,4.034301234249881,2016,null,null,null,23.892354323664136,9.3515162727332104,33.24387059639735,32.97,43.616000000000007,0.27387059639735156,10.372129403602656,2016,null,2016,26.290284316530698,10.743304937169601,37.033589253700299]
[null,"CAISO",25.674068641648116,9.1747134161550843,34.848782057803206,34.107999999999997,44.102000000000004,0.74078205780320872,9.2532179421967982,2017,null,null,null,21.312577956529466,9.3263156991880987,30.638893655717556,27.547999999999998,32.488999999999997,3.0908936557175579,1.850106344282441,2017,null,null,null,25.674068641648116,9.1747134161550843,34.848782057803206,34.107999999999997,44.102000000000004,0.74078205780320872,9.2532179421967982,2017,null,2017,27.753070820141701,10.576341763905001,38.3294125840467]
[null,null,26.146200411185553,5.0997482094637885,31.245948620649347,28.38,40.950000000000003,2.8659486206493483,9.7040513793506555,2018,null,null,null,28.724932834820926,12.541034226240074,41.265967061061012,36.299999999999997,42.88,4.9659670610610149,1.6140329389389905,2018,null,null,null,26.146200411185553,5.0997482094637885,31.245948620649347,28.38,40.950000000000003,2.8659486206493483,9.7040513793506555,2018,null,2018,30.579911642990499,7.8145892985430496,38.394500941533501]
[null,null,23.603693534291793,6.4004262964927596,30.00411983078456,25.963999999999999,40.256,4.0401198307845618,10.25188016921544,2019,null,null,"PNM",26.802901819714045,11.036465278180842,37.839367097894879,34.235999999999997,40.252000000000002,3.603367097894882,2.4126329021051234,2019,null,null,null,23.603693534291793,6.4004262964927596,30.00411983078456,25.963999999999999,40.256,4.0401198307845618,10.25188016921544,2019,null,2019,28.460376234900998,8.5089000206430292,36.969276255544003]
[null,null,20.120611682016957,7.1854904931367933,27.30610217515375,25.9,38.047000000000004,1.4061021751537517,10.740897824846254,2020,null,null,null,22.024857089550558,17.974291834301223,39.999148923851777,36.92,44.411999999999999,3.0791489238517755,4.4128510761482218,2020,null,null,null,20.120611682016957,7.1854904931367933,27.30610217515375,25.9,38.047000000000004,1.4061021751537517,10.740897824846254,2020,null,2020,21.764078214509901,8.5866166036490696,30.350694818158999]
[null,null,27.180570174164124,7.1576384356615703,34.338208609825692,34.134999999999998,49.445,0.203208609825694,15.106791390174308,2021,null,null," ",27.542238715961854,26.539420095673478,54.081658811635329,50.5,59.77,3.5816588116353287,5.6883411883646744,2021,null," ","CAISO",27.180570174164124,7.1576384356615703,34.338208609825692,34.134999999999998,49.445,0.203208609825694,15.106791390174308,2021,null,2021,38.163296500280303,9.0146714514265103,47.177967951706798]
[]
["ISO-NE",null,49.509737554244332,4.5526568178743503,54.062394372118675,50.695999999999998,56.015000000000001,3.3663943721186769,1.9526056278813257,2012,null,"NEVP",null,25.037732537144866,18.832408198280287,43.870140735425153,43.736000000000004,46.576000000000001,0.1341407354251487,2.7058592645748476,2012,null,"PNM",null,22.095903906467129,23.858822948892442,45.954726855359574,40.89,49.685000000000002,5.0647268553595737,3.730273144640428,2012]
[null,null,67.065579155292895,4.1308759601370992,71.196455115429998,62.673999999999999,75.94,8.5224551154299988,4.7435448845699995,2013,null,null,null,41.845144830361185,13.656135811460889,55.501280641822085,53.769999999999996,60.015000000000001,1.7312806418220887,4.5137193581779158,2013,null,null,null,44.120119917749122,18.8320493756773,62.952169293426429,57.228000000000002,71.492000000000004,5.7241692934264279,8.539830706573575,2013]
[null,null,65.714690131694397,4.3705500471685816,70.085240178862989,51.860999999999997,80.981999999999999,18.224240178862992,10.89675982113701,2014,null," ",null,43.644551394149666,9.5596853772900019,53.20423677143966,49.988999999999997,57.295000000000002,3.2152367714396632,4.0907632285603412,2014,null,null,null,48.386711543866369,10.384726587458083,58.771438131324452,55.686,64.305999999999997,3.0854381313244517,5.5345618686755458,2014]
[null,null,43.693447671943574,4.6870835152623371,48.380531187205911,41.02,53.673999999999999,7.3605311872059076,5.2934688127940888,2015,null,null,null,28.735276431737752,10.84367388402061,39.578950315758362,36.836999999999996,43.177999999999997,2.7419503157583662,3.5990496842416348,2015,null,null,null,28.248909426025431,14.69181422933714,42.940723655362568,39.747999999999998,47.007999999999996,3.1927236553625704,4.0672763446374276,2015]
[" ",null,33.827374571862492,4.7837232977221653,38.611097869584654,35.508000000000003,41.066000000000003,3.1030978695846514,2.4549021304153484,2016,null,null,null,24.292827990981237,12.040612753733512,36.333440744714736,33.734000000000002,39.829000000000008,2.5994407447147339,3.4955592552852721,2016,null,null,null,25.173261076981241,15.240437688768868,40.413698765750119,36.655000000000001,44.448,3.7586987657501183,4.034301234249881,2016]
[null,"ISO-NE",33.169687838942288,8.6318780688542649,41.801565907796551,37.19,46.3,4.6115659077965532,4.4984340922034463,2017,null,null,null,31.769704364382388,5.5496291018233892,37.319333466205777,35.49,41.627999999999993,1.8293334662057745,4.3086665337942165,2017,null,null,null,21.312577956529466,9.3263156991880987,30.638893655717556,27.547999999999998,32.488999999999997,3.0908936557175579,1.850106344282441,2017]
[null,null,41.336113114216914,14.888319393411461,56.224432507628379,48.97,64.775000000000006,7.2544325076283798,8.5505674923716271,2018,null,null,null,28.995296571447941,7.0048283415400832,36.000124912988028,33.491999999999997,38.595999999999997,2.5081249129880305,2.5958750870119687,2018,null,null,null,28.724932834820926,12.541034226240074,41.265967061061012,36.299999999999997,42.88,4.9659670610610149,1.6140329389389905,2018]
[null,null,28.816046471855369,12.429212738271037,41.245259210126406,37.768999999999998,46.51,3.4762592101264076,5.2647407898735921,2019,null,null,"NEVP",26.68015169816784,4.8082931715610568,31.488444869728895,28.158000000000001,34.646000000000001,3.3304448697288933,3.1575551302711062,2019,null,null,null,26.802901819714045,11.036465278180842,37.839367097894879,34.235999999999997,40.252000000000002,3.603367097894882,2.4126329021051234,2019]
[null,null,21.657554720280004,8.1543202064175784,29.811874926697584,28.68,31.22,1.1318749266975843,1.4081250733024149,2020,null,null,null,23.517604235192241,8.9291365434635548,32.446740778655801,27.706,34.762999999999998,4.7407407786558018,2.3162592213441968,2020,null,null,null,22.024857089550558,17.974291834301223,39.999148923851777,36.92,44.411999999999999,3.0791489238517755,4.4128510761482218,2020]
[null," ",38.58420613004467,6.7326264952237276,45.31683262526839,43.91,46.7,1.4068326252683931,1.3831673747316131,2021,null,null," ",25.329625179148401,15.802455100332764,41.132080279481166,35.53,45.510000000000005,5.6020802794811644,4.3779197205188396,2021,null," ","PNM",27.542238715961854,26.539420095673478,54.081658811635329,50.5,59.77,3.5816588116353287,5.6883411883646744,2021]
[]
["ERCOT",null,38.613320755431026,0,38.613320755431026,38.203000000000003,39.906999999999996,0.41032075543102309,1.2936792445689704,2012,null,"AZPS",null,22.570197900035623,19.542735513943839,42.112933413979455,41.076000000000001,43.741999999999997,1.0369334139794546,1.6290665860205422,2012,null,"NEVP",null,25.037732537144866,18.832408198280287,43.870140735425153,43.736000000000004,46.576000000000001,0.1341407354251487,2.7058592645748476,2012]
[null,null,44.138855727452572,0,44.138855727452572,43.8,45.655000000000001,0.3388557274525752,1.5161442725474288,2013,null,null,null,39.350490147252188,14.376995733717639,53.72748588096983,51.351999999999997,57.444000000000003,2.3754858809698334,3.7165141190301725,2013,null,null,null,41.845144830361185,13.656135811460889,55.501280641822085,53.769999999999996,60.015000000000001,1.7312806418220887,4.5137193581779158,2013]
[null,null,46.39650445332844,0,46.39650445332844,45.902000000000001,49.157000000000004,0.49450445332843884,2.7604955466715637,2014,null," ",null,39.591141071724806,8.6831716418778537,48.274312713602662,46.65,52.704000000000001,1.6243127136026629,4.4296872863973391,2014,null,null,null,43.644551394149666,9.5596853772900019,53.20423677143966,49.988999999999997,57.295000000000002,3.2152367714396632,4.0907632285603412,2014]
[null,null,34.20139456597537,0,34.20139456597537,33.255000000000003,35.258000000000003,0.94639456597536764,1.0566054340246325,2015,null,null,null,26.79925579956706,10.050698913068503,36.849954712635558,34.820999999999998,42.027999999999999,2.02895471263556,5.1780452873644407,2015,null,null,null,28.735276431737752,10.84367388402061,39.578950315758362,36.836999999999996,43.177999999999997,2.7419503157583662,3.5990496842416348,2015]
[" ",null,32.908049516371157,0,32.908049516371157,30.268000000000001,37.167999999999999,2.6400495163711568,4.2599504836288418,2016,null,null,null,21.699607385373362,11.606950253522365,33.306557638895718,32.15,36.770000000000003,1.1565576388957197,3.4634423611042848,2016,null,null,null,24.292827990981237,12.040612753733512,36.333440744714736,33.734000000000002,39.829000000000008,2.5994407447147339,3.4955592552852721,2016]
[null,"ERCOT",25.466121675008758,0,25.466121675008758,18.045999999999999,35.53,7.4201216750087582,10.063878324991244,2017,null,null,null,21.488376879974386,7.6772171484923861,29.165594028466764,26.36,32.47,2.8055940284667642,3.3044059715332352,2017,null,null,null,31.769704364382388,5.5496291018233892,37.319333466205777,35.49,41.627999999999993,1.8293334662057745,4.3086665337942165,2017]
[null,null,36.646100567549922,0,36.646100567549922,36.508000000000003,44.747999999999998,0.13810056754991962,8.1018994324500753,2018,null,null,null,28.697633657914057,10.606448873286892,39.304082531200947,35.519999999999996,43.050000000000004,3.7840825312009514,3.7459174687990568,2018,null,null,null,28.995296571447941,7.0048283415400832,36.000124912988028,33.491999999999997,38.595999999999997,2.5081249129880305,2.5958750870119687,2018]
[null,null,60.787975864227867,0,60.787975864227867,59.235999999999997,76.918000000000006,1.5519758642278703,16.130024135772139,2019,null,null,"AZPS",25.192482934337615,8.0985396744944591,33.291022608832073,29.518000000000001,36.631,3.773022608832072,3.3399773911679276,2019,null,null,null,26.68015169816784,4.8082931715610568,31.488444869728895,28.158000000000001,34.646000000000001,3.3304448697288933,3.1575551302711062,2019]
[null,null,24.529924126270373,0,24.529924126270373,21.768000000000001,29.690999999999999,2.7619241262703724,5.1610758737296258,2020,null,null,null,22.566775579843064,14.749267012860464,37.316042592703525,32.07,41.994,5.2460425927035246,4.6779574072964749,2020,null,null,null,23.517604235192241,8.9291365434635548,32.446740778655801,27.706,34.762999999999998,4.7407407786558018,2.3162592213441968,2020]
[null," ",78.483908391056815,0,78.483908391056815,70.824999999999989,99.85,7.6589083910568263,21.366091608943179,2021,null,null," ",27.77841898851235,24.930481336897508,52.70890032540985,46.71,58.2,5.9989003254098492,5.4910996745901528,2021,null," ","NEVP",25.329625179148401,15.802455100332764,41.132080279481166,35.53,45.510000000000005,5.6020802794811644,4.3779197205188396,2021]
[]
["NYISO",null,69.935939997732518,3.17789050140457,73.113830499137109,73.552000000000007,75.699999999999989,-0.43816950086289808,2.58616950086288,2012,null,"PACE",null,null,null,null,null,null,null,null,2012,null,"AZPS",null,22.570197900035623,19.542735513943839,42.112933413979455,41.076000000000001,43.741999999999997,1.0369334139794546,1.6290665860205422,2012]
[null,null,90.014766248007589,16.456966854268892,106.47173310227646,105.29,112.268,1.1817331022764535,5.796266897723541,2013,null,null,null,37.700000000000003,19.03,56.73,56.73,56.73,0,0,2013,null,null,null,39.350490147252188,14.376995733717639,53.72748588096983,51.351999999999997,57.444000000000003,2.3754858809698334,3.7165141190301725,2013]
[null,null,76.651385483985464,13.31674184413578,89.968127328121241,80.742000000000004,90.916000000000011,9.2261273281212368,0.94787267187876978,2014,null," ",null,40.799999999999997,15.459999999999999,56.26,56.26,56.26,0,0,2014,null,null,null,39.591141071724806,8.6831716418778537,48.274312713602662,46.65,52.704000000000001,1.6243127136026629,4.4296872863973391,2014]
[null,null,51.675127670505368,11.238781625914855,62.913909296420208,41.347999999999999,69.974000000000004,21.565909296420209,7.060090703579796,2015,null,null,null,25.12,17.97,43.09,43.09,43.09,0,0,2015,null,null,null,26.79925579956706,10.050698913068503,36.849954712635558,34.820999999999998,42.027999999999999,2.02895471263556,5.1780452873644407,2015]
[" ",null,41.023472589490531,9.3110497126207754,50.33452230211131,36.89,55.748999999999995,13.444522302111309,5.4144776978886853,2016,null,null,null,22.993943606871898,16.692907070528815,39.686850677400713,40.770000000000003,47.591999999999999,-1.0831493225992901,7.9051493225992857,2016,null,null,null,21.699607385373362,11.606950253522365,33.306557638895718,32.15,36.770000000000003,1.1565576388957197,3.4634423611042848,2016]
[null,"NYISO",36.478106014908086,11.40640790446875,47.884513919376836,34.04,57.688000000000009,13.844513919376837,9.8034860806231734,2017,null,null,null,22.542570339264753,7.6712367526643925,30.213807091929148,29.177,35.426000000000002,1.0368070919291483,5.212192908070854,2017,null,null,null,21.488376879974386,7.6772171484923861,29.165594028466764,26.36,32.47,2.8055940284667642,3.3044059715332352,2017]
[null,null,43.112149316404185,9.0375593250069972,52.149708641411181,38.629999999999995,63.607999999999997,13.519708641411185,11.458291358588816,2018,null,null,null,26.279872746463901,10.499021623886152,36.778894370350066,35.701999999999998,39.026000000000003,1.0768943703500682,2.247105629649937,2018,null,null,null,28.697633657914057,10.606448873286892,39.304082531200947,35.519999999999996,43.050000000000004,3.7840825312009514,3.7459174687990568,2018]
[null,null,31.021985585880898,6.4005663110424811,37.422551896923373,25.695,48.092999999999996,11.727551896923373,10.670448103076623,2019,null,null,"PACE",23.988592142823386,9.0713642167642412,33.05995635958763,31.986000000000004,34.975999999999999,1.0739563595876263,1.9160436404123686,2019,null,null,null,25.192482934337615,8.0985396744944591,33.291022608832073,29.518000000000001,36.631,3.773022608832072,3.3399773911679276,2019]
[null,null,22.743315398865121,7.1909340308828895,29.934249429748014,22.49,38.302000000000007,7.444249429748016,8.3677505702519923,2020,null,null,null,20.618021728095307,15.555631136983779,36.173652865079085,33.08,39.57,3.0936528650790862,3.3963471349209158,2020,null,null,null,22.566775579843064,14.749267012860464,37.316042592703525,32.07,41.994,5.2460425927035246,4.6779574072964749,2020]
[null," ",40.342961677366652,8.5953613484941958,48.938323025860861,36.411999999999999,53.472000000000016,12.526323025860862,4.5336769741391549,2021,null,null," ",27.04287198861962,24.197600358444557,51.24047234706417,50.061,57.655999999999999,1.1794723470641699,6.4155276529358289,2021,null," ","AZPS",27.77841898851235,24.930481336897508,52.70890032540985,46.71,58.2,5.9989003254098492,5.4910996745901528,2021]
[]
["PJM",null,47.341102731373617,16.48522065428109,63.82632338565471,60.472999999999999,70.233000000000004,3.3533233856547113,6.4066766143452938,2012,null,"CPLE",null,42.108937820246503,26.374588007201222,68.483525827447721,67.302000000000007,70.853999999999999,1.1815258274477145,2.370474172552278,2012,null,"PACE",null,null,null,null,null,null,null,null,2012]
[null,null,52.057378801850966,22.233720303729559,74.291099105580528,63.429000000000002,87.882000000000005,10.862099105580526,13.590900894419477,2013,null,null,null,44.185138312067416,14.639983196969201,58.82512150903662,57.69,60.987000000000002,1.1351215090366225,2.1618784909633817,2013,null,null,null,37.700000000000003,19.03,56.73,56.73,56.73,0,0,2013]
[null,null,62.84967003444762,22.008995235806442,84.85866527025405,78.646999999999991,95.959000000000003,6.2116652702540591,11.100334729745953,2014,null," ",null,53.351160121417735,9.7667667551616884,63.117926876579425,58.859000000000002,68.869,4.258926876579423,5.751073123420575,2014,null,null,null,40.799999999999997,15.459999999999999,56.26,56.26,56.26,0,0,2014]
[null,null,41.943925690579249,19.85983933559541,61.803765026174659,56.698,71.856000000000009,5.1057650261746588,10.05223497382535,2015,null,null,null,37.684350890548806,9.8689210789206268,47.553271969469442,42.01,53.89,5.5432719694694441,6.3367280305305584,2015,null,null,null,25.12,17.97,43.09,43.09,43.09,0,0,2015]
[" ",null,34.693434593087005,16.222841370636967,50.916275963723976,46.64,61.625,4.2762759637239753,10.708724036276024,2016,null,null,null,35.433988154773616,10.682096779309731,46.116084934083354,41.905999999999999,49.88,4.2100849340833548,3.7639150659166489,2016,null,null,null,22.993943606871898,16.692907070528815,39.686850677400713,40.770000000000003,47.591999999999999,-1.0831493225992901,7.9051493225992857,2016]
[null,"PJM",36.279511716665731,15.888556990327018,52.168068706992742,47.98,64.234999999999999,4.1880687069927447,12.066931293007258,2017,null,null,null,34.9612684907773,11.725846772760304,46.687115263537606,44.545000000000002,50.32,2.1421152635376046,3.632884736462394,2017,null,null,null,22.542570339264753,7.6712367526643925,30.213807091929148,29.177,35.426000000000002,1.0368070919291483,5.212192908070854,2017]
[null,null,42.330276142244259,21.073787443222916,63.404063585467171,59.88,71.7,3.524063585467168,8.2959364145328323,2018,null,null,null,39.312762227734261,5.1590055523984013,44.471767780132666,40.384,46.725999999999999,4.0877677801326655,2.2542322198673332,2018,null,null,null,26.279872746463901,10.499021623886152,36.778894370350066,35.701999999999998,39.026000000000003,1.0768943703500682,2.247105629649937,2018]
[null,null,30.400042675023876,16.464251521477205,46.864294196501078,43.414000000000001,52.091999999999999,3.4502941965010763,5.227705803498921,2019,null,null,"CPLE",30.894478533539477,5.5379365569811592,36.432415090520642,32.322000000000003,38.334000000000003,4.1104150905206396,1.9015849094793609,2019,null,null,null,23.988592142823386,9.0713642167642412,33.05995635958763,31.986000000000004,34.975999999999999,1.0739563595876263,1.9160436404123686,2019]
[null,null,23.462278082714747,13.485803178278131,36.948081260992886,33.33,44.864999999999995,3.6180812609928878,7.9169187390071087,2020,null,null,null,23.691996659302117,3.2700420129171324,26.962038672219251,26.238999999999997,27.933,0.72303867221925344,0.97096132778074917,2020,null,null,null,20.618021728095307,15.555631136983779,36.173652865079085,33.08,39.57,3.0936528650790862,3.3963471349209158,2020]
[null," ",40.373937120415121,14.99207080519076,55.366007925605878,51.692999999999998,64.268000000000001,3.6730079256058801,8.9019920743941228,2021,null,null," ",40.734464721947752,2.0394127939871538,42.773877515934913,42.23,43.17,0.54387751593491629,0.39612248406508854,2021,null," ","PACE",27.04287198861962,24.197600358444557,51.24047234706417,50.061,57.655999999999999,1.1794723470641699,6.4155276529358289,2021]
[]
["MISO",null,42.950684633391148,0.02,42.970684633391151,41.837000000000003,44.052999999999997,1.1336846333911481,1.0823153666088459,2012,null,"FPL",null,39.24509949543625,28.51018595158456,67.75528544702081,67.454999999999998,68.935000000000002,0.30028544702081206,1.1797145529791919,2012,null,"ISO-NE",null,49.509737554244332,4.5526568178743503,54.062394372118675,50.695999999999998,56.015000000000001,3.3663943721186769,1.9526056278813257,2012]
[null,null,41.805091232617286,9.4407864811747455E-2,41.899499097429036,38.237000000000002,45.945,3.6624990974290341,4.0455009025709643,2013,null,null,null,40.007733101947174,37.93955482675451,77.947287928701684,77.754999999999995,78.675000000000011,0.19228792870168832,0.7277120712983276,2013,null,null,null,67.065579155292895,4.1308759601370992,71.196455115429998,62.673999999999999,75.94,8.5224551154299988,4.7435448845699995,2013]
[null,null,48.222118222456167,1.435161493869058,49.657279716325228,44.879999999999995,51.435000000000002,4.7772797163252321,1.7777202836747747,2014,null," ",null,45.970754017115063,50.827767192021177,96.79852120913624,96.641999999999996,97.378,0.15652120913624401,0.5794787908637602,2014,null,null,null,65.714690131694397,4.3705500471685816,70.085240178862989,51.860999999999997,80.981999999999999,18.224240178862992,10.89675982113701,2014]
[null,null,37.119609653781303,1.2044311573379776,38.324040811119282,31.155000000000001,40.254999999999995,7.1690408111192809,1.9309591888807134,2015,null,null,null,34.227889187512915,47.180392805457927,81.408281992970856,80.817000000000007,83.753,0.59128199297084905,2.3447180070291438,2015,null,null,null,43.693447671943574,4.6870835152623371,48.380531187205911,41.02,53.673999999999999,7.3605311872059076,5.2934688127940888,2015]
[" ",null,36.003033270526146,6.0430627412287485,42.046096011754912,36.631999999999998,44.364999999999995,5.4140960117549142,2.3189039882450828,2016,null,null,null,30.549519672968831,40.406801226366888,70.956320899335722,70.81,73.49799999999999,0.1463208993357199,2.5416791006642683,2016,null,null,null,33.827374571862492,4.7837232977221653,38.611097869584654,35.508000000000003,41.066000000000003,3.1030978695846514,2.4549021304153484,2016]
[null,"MISO",33.750207505276954,2.6630331011482098,36.413240606425163,31.756,45.301000000000002,4.6572406064251624,8.8877593935748394,2017,null,null,null,31.206485167491635,26.341700297423454,57.548185464915086,55.312000000000005,69.823999999999998,2.2361854649150814,12.275814535084912,2017,null,null,null,33.169687838942288,8.6318780688542649,41.801565907796551,37.19,46.3,4.6115659077965532,4.4984340922034463,2017]
[null,null,34.605907064784532,0.44685995448301369,35.052767019267542,30.852,42.635000000000005,4.2007670192675413,7.5822329807324635,2018,null,null,null,35.698727247802452,32.018047049936257,67.716774297738709,61.765999999999998,77.64,5.950774297738711,9.9232257022612913,2018,null,null,null,41.336113114216914,14.888319393411461,56.224432507628379,48.97,64.775000000000006,7.2544325076283798,8.5505674923716271,2018]
[null,null,26.930934416983099,0.67794746967322506,27.608881886656327,24.795000000000002,32.755000000000003,2.8138818866563255,5.1461181133436753,2019,null,null,"FPL",29.284886138907055,31.064245848990875,60.349131987897927,55.725999999999999,66.988,4.6231319878979278,6.6388680121020727,2019,null,null,null,28.816046471855369,12.429212738271037,41.245259210126406,37.768999999999998,46.51,3.4762592101264076,5.2647407898735921,2019]
[null,null,21.890944136185983,1.9225485327297416,23.813492668915725,18.850000000000001,27.861000000000001,4.9634926689157233,4.047507331084276,2020,null,null,null,23.434382013581317,24.803695318751561,48.238077332332885,45.87,51.82,2.3680773323328879,3.581922667667115,2020,null,null,null,21.657554720280004,8.1543202064175784,29.811874926697584,28.68,31.22,1.1318749266975843,1.4081250733024149,2020]
[null," ",39.052506820581328,2.0112654469978777,41.063772267579211,32.497999999999998,50.482999999999997,8.565772267579213,9.4192277324207865,2021,null,null," ",35.686707109266152,19.51695796308675,55.203665072352905,49.245000000000005,58.77,5.9586650723529004,3.5663349276470981,2021,null," ","ISO-NE",38.58420613004467,6.7326264952237276,45.31683262526839,43.91,46.7,1.4068326252683931,1.3831673747316131,2021]
[]
["SPP",null,32.982577782483638,22.611427771245946,55.594005553729581,54.34,59,1.2540055537295771,3.4059944462704195,2012,null,"DUK",null,42.609392740972524,31.16888554309271,73.778278284065252,67.635999999999996,76.198000000000008,6.1422782840652559,2.4197217159347559,2012,null,"CPLE",null,42.108937820246503,26.374588007201222,68.483525827447721,67.302000000000007,70.853999999999999,1.1815258274477145,2.370474172552278,2012]
[null,null,40.084116596096386,36.432974226947145,76.517090823043546,74.825000000000003,81.424999999999997,1.692090823043543,4.9079091769564513,2013,null,null,null,44.30262767240643,17.740116008082513,62.04274368048894,53.646000000000001,65.512,8.3967436804889388,3.4692563195110608,2013,null,null,null,44.185138312067416,14.639983196969201,58.82512150903662,57.69,60.987000000000002,1.1351215090366225,2.1618784909633817,2013]
[null,null,53.52238183895038,30.48501946872539,84.007401307675792,82.344000000000008,86.212000000000003,1.6634013076757839,2.2045986923242111,2014,null," ",null,53.232840368476872,15.490505572053019,68.723345940529882,65.578000000000003,72.646000000000001,3.1453459405298787,3.9226540594701191,2014,null,null,null,53.351160121417735,9.7667667551616884,63.117926876579425,58.859000000000002,68.869,4.258926876579423,5.751073123420575,2014]
[null,null,32.540363922354956,28.364091384594293,60.904455306949252,58.711999999999996,64.207999999999998,2.1924553069492561,3.3035446930507462,2015,null,null,null,37.629098219269835,21.211269130071368,58.8403673493412,55.55,62.3,3.2903673493412029,3.4596326506587971,2015,null,null,null,37.684350890548806,9.8689210789206268,47.553271969469442,42.01,53.89,5.5432719694694441,6.3367280305305584,2015]
[" ",null,32.025229378291705,44.13500959970326,76.160238977994979,60.728000000000002,85.043999999999997,15.432238977994977,8.883761022005018,2016,null,null,null,35.460578692323431,18.709305382471815,54.169884074795242,51.389000000000003,56.350999999999999,2.7808840747952388,2.1811159252047574,2016,null,null,null,35.433988154773616,10.682096779309731,46.116084934083354,41.905999999999999,49.88,4.2100849340833548,3.7639150659166489,2016]
[null,"SPP",31.07918685257906,31.632705402371631,62.711892254950705,59.246000000000002,71.198000000000008,3.4658922549507025,8.4861077450493028,2017,null,null,null,35.065010817681738,19.845266800607352,54.910277618289108,53.194000000000003,58.584000000000003,1.7162776182891051,3.6737223817108955,2017,null,null,null,34.9612684907773,11.725846772760304,46.687115263537606,44.545000000000002,50.32,2.1421152635376046,3.632884736462394,2017]
[null,null,30.165579813752156,29.847851854837828,60.01343166858998,57.57,76.864000000000004,2.4434316685899802,16.850568331410024,2018,null,null,null,39.315368566761883,8.8520954277418618,48.167463994503741,45.092000000000006,51.703000000000003,3.0754639945037354,3.5355360054962617,2018,null,null,null,39.312762227734261,5.1590055523984013,44.471767780132666,40.384,46.725999999999999,4.0877677801326655,2.2542322198673332,2018]
[null,null,28.891829420623115,28.219048329005343,57.11087774962845,53.971000000000004,69.072000000000003,3.1398777496284467,11.961122250371552,2019,null,null,"DUK",30.822535139947135,11.059276775047429,41.881811914994557,39.893000000000001,45.384999999999998,1.9888119149945567,3.5031880850054407,2019,null,null,null,30.894478533539477,5.5379365569811592,36.432415090520642,32.322000000000003,38.334000000000003,4.1104150905206396,1.9015849094793609,2019]
[null,null,25.773811965993858,30.382238886076973,56.156050852070827,51.080999999999996,68.791000000000011,5.0750508520708308,12.634949147929184,2020,null,null,null,23.633016599337481,6.497306422817883,30.130323022155363,29.524999999999999,31.55,0.60532302215536404,1.4196769778446381,2020,null,null,null,23.691996659302117,3.2700420129171324,26.962038672219251,26.238999999999997,27.933,0.72303867221925344,0.97096132778074917,2020]
[null," ",46.798469539025675,24.636631259401117,71.435100798426788,64.60799999999999,84.140000000000015,6.8271007984267982,12.704899201573227,2021,null,null," ",40.714972458175929,5.2248877221253922,45.939860180301316,45.34,47.135000000000005,0.59986018030131305,1.1951398196986887,2021,null," ","CPLE",40.734464721947752,2.0394127939871538,42.773877515934913,42.23,43.17,0.54387751593491629,0.39612248406508854,2021]
[]
[null,null,null,null,null,null,null,null,null,null,null,"PSCO",null,29.841098719133523,23.795138783616991,53.636237502750511,51.704000000000001,58.936,1.9322375027505103,5.299762497249489,2012,null,"FPL",null,39.24509949543625,28.51018595158456,67.75528544702081,67.454999999999998,68.935000000000002,0.30028544702081206,1.1797145529791919,2012]
[null,null,null,null,null,null,null,null,null,null,null,null,null,31.278570170909333,17.519863722111612,48.798433893020949,48.092999999999996,55.125999999999998,0.7054338930209525,6.3275661069790488,2013,null,null,null,40.007733101947174,37.93955482675451,77.947287928701684,77.754999999999995,78.675000000000011,0.19228792870168832,0.7277120712983276,2013]
[null,null,null,null,null,null,null,null,null,null,null," ",null,35.318505294679284,12.089689046089752,47.408194340769043,46.015999999999998,52.567999999999998,1.3921943407690449,5.1598056592309547,2014,null,null,null,45.970754017115063,50.827767192021177,96.79852120913624,96.641999999999996,97.378,0.15652120913624401,0.5794787908637602,2014]
[null,null,null,null,null,null,null,null,null,null,null,null,null,25.916941567968635,14.518291231270974,40.435232799239614,38.67,41.875,1.7652327992396124,1.4397672007603859,2015,null,null,null,34.227889187512915,47.180392805457927,81.408281992970856,80.817000000000007,83.753,0.59128199297084905,2.3447180070291438,2015]
[null,null,null,null,null,null,null,null,null,null,null,null,null,22.258090733597644,14.962974082056183,37.221064815653833,33.956000000000003,39.711000000000006,3.2650648156538296,2.489935184346173,2016,null,null,null,30.549519672968831,40.406801226366888,70.956320899335722,70.81,73.49799999999999,0.1463208993357199,2.5416791006642683,2016]
[null,null,null,null,null,null,null,null,null,null,null,null,null,22.969820005786001,10.018214977055734,32.988034982841732,30.664999999999999,34.504999999999995,2.3230349828417332,1.5169650171582632,2017,null,null,null,31.206485167491635,26.341700297423454,57.548185464915086,55.312000000000005,69.823999999999998,2.2361854649150814,12.275814535084912,2017]
[null,null,null,null,null,null,null,null,null,null,null,null,null,26.4710508232126,13.610203041341119,40.08125386455373,36.400999999999996,43.649000000000008,3.6802538645537339,3.5677461354462778,2018,null,null,null,35.698727247802452,32.018047049936257,67.716774297738709,61.765999999999998,77.64,5.950774297738711,9.9232257022612913,2018]
[null,null,null,null,null,null,null,null,null,null,null,null,"PSCO",24.214646943726123,11.595697112642741,35.810344056368869,33.770000000000003,37.980000000000004,2.0403440563688662,2.1696559436311347,2019,null,null,null,29.284886138907055,31.064245848990875,60.349131987897927,55.725999999999999,66.988,4.6231319878979278,6.6388680121020727,2019]
[null,null,null,null,null,null,null,null,null,null,null,null,null,19.343436040258418,20.975298860720883,40.318734900979301,35.75,43.411999999999999,4.568734900979301,3.093265099020698,2020,null,null,null,23.434382013581317,24.803695318751561,48.238077332332885,45.87,51.82,2.3680773323328879,3.581922667667115,2020]
[null,null,null,null,null,null,null,null,null,null,null,null," ",33.522416502815652,31.979169603901166,65.501586106716843,61.511000000000003,71.506,3.9905861067168402,6.0044138932831572,2021,null," ","FPL",35.686707109266152,19.51695796308675,55.203665072352905,49.245000000000005,58.77,5.9586650723529004,3.5663349276470981,2021]
[]
[null,null,null,null,null,null,null,null,null,null,null,"SOCO",null,null,null,null,null,null,null,null,2012,null,"DUK",null,42.609392740972524,31.16888554309271,73.778278284065252,67.635999999999996,76.198000000000008,6.1422782840652559,2.4197217159347559,2012]
[null,null,null,null,null,null,null,null,null,null,null,null,null,39.264518248175179,16.403540145985399,55.668058394160575,54.923999999999999,56.396000000000001,0.74405839416057518,0.72794160583942613,2013,null,null,null,44.30262767240643,17.740116008082513,62.04274368048894,53.646000000000001,65.512,8.3967436804889388,3.4692563195110608,2013]
[null,null,null,null,null,null,null,null,null,null,null," ",null,44.971378838129176,12.291922944544449,57.263301782673622,56.656999999999996,61.524999999999999,0.60630178267362567,4.2616982173263764,2014,null,null,null,53.232840368476872,15.490505572053019,68.723345940529882,65.578000000000003,72.646000000000001,3.1453459405298787,3.9226540594701191,2014]
[null,null,null,null,null,null,null,null,null,null,null,null,null,32.968255389695791,18.645513719078178,51.61376910877398,49.515999999999998,58.54,2.0977691087739814,6.9262308912260195,2015,null,null,null,37.629098219269835,21.211269130071368,58.8403673493412,55.55,62.3,3.2903673493412029,3.4596326506587971,2015]
[null,null,null,null,null,null,null,null,null,null,null,null,null,32.208187624915475,17.759411402719216,49.967599027634691,47.641999999999996,52.012,2.3255990276346949,2.0444009723653096,2016,null,null,null,35.460578692323431,18.709305382471815,54.169884074795242,51.389000000000003,56.350999999999999,2.7808840747952388,2.1811159252047574,2016]
[null,null,null,null,null,null,null,null,null,null,null,null,null,34.713197741075071,21.141627239631333,55.854824980706418,50.795000000000002,58.215000000000003,5.0598249807064164,2.3601750192935853,2017,null,null,null,35.065010817681738,19.845266800607352,54.910277618289108,53.194000000000003,58.584000000000003,1.7162776182891051,3.6737223817108955,2017]
[null,null,null,null,null,null,null,null,null,null,null,null,null,36.512209712921241,10.526871166178783,47.03908087910002,45.097999999999999,48.732999999999997,1.9410808791000207,1.6939191208999773,2018,null,null,null,39.315368566761883,8.8520954277418618,48.167463994503741,45.092000000000006,51.703000000000003,3.0754639945037354,3.5355360054962617,2018]
[null,null,null,null,null,null,null,null,null,null,null,null,"SOCO",28.163510259434418,14.534083688349789,42.697593947784206,41.230000000000004,44.599999999999994,1.4675939477842022,1.9024060522157882,2019,null,null,null,30.822535139947135,11.059276775047429,41.881811914994557,39.893000000000001,45.384999999999998,1.9888119149945567,3.5031880850054407,2019]
[null,null,null,null,null,null,null,null,null,null,null,null,null,22.7322357397783,8.6301690171942447,31.362404756972548,30.336000000000002,32.997999999999998,1.0264047569725463,1.6355952430274492,2020,null,null,null,23.633016599337481,6.497306422817883,30.130323022155363,29.524999999999999,31.55,0.60532302215536404,1.4196769778446381,2020]
[null,null,null,null,null,null,null,null,null,null,null,null," ",37.847661779838567,6.2354022245530798,44.083064004391652,42.744,45.526000000000003,1.339064004391652,1.4429359956083516,2021,null," ","DUK",40.714972458175929,5.2248877221253922,45.939860180301316,45.34,47.135000000000005,0.59986018030131305,1.1951398196986887,2021]
[]
[null,null,null,null,null,null,null,null,null,null,null,"TVA",null,null,null,null,null,null,null,null,2012,null,"PSCO",null,29.841098719133523,23.795138783616991,53.636237502750511,51.704000000000001,58.936,1.9322375027505103,5.299762497249489,2012]
[null,null,null,null,null,null,null,null,null,null,null,null,null,39.055853671794317,16.395004076751643,55.450857748545957,54.805,57.725000000000001,0.64585774854595712,2.2741422514540446,2013,null,null,null,31.278570170909333,17.519863722111612,48.798433893020949,48.092999999999996,55.125999999999998,0.7054338930209525,6.3275661069790488,2013]
[null,null,null,null,null,null,null,null,null,null,null," ",null,43.780425930615344,15.59699772094201,59.377423651557358,58.977000000000004,60.633000000000003,0.40042365155735382,1.255576348442645,2014,null,null,null,35.318505294679284,12.089689046089752,47.408194340769043,46.015999999999998,52.567999999999998,1.3921943407690449,5.1598056592309547,2014]
[null,null,null,null,null,null,null,null,null,null,null,null,null,32.494612890481314,17.752545536285986,50.247158426767299,48.372999999999998,50.905999999999999,1.8741584267673019,0.65884157323269932,2015,null,null,null,25.916941567968635,14.518291231270974,40.435232799239614,38.67,41.875,1.7652327992396124,1.4397672007603859,2015]
[null,null,null,null,null,null,null,null,null,null,null,null,null,32.813388002755552,14.47389022839277,47.287278231148328,45.485999999999997,48.025000000000006,1.8012782311483306,0.73772176885167795,2016,null,null,null,22.258090733597644,14.962974082056183,37.221064815653833,33.956000000000003,39.711000000000006,3.2650648156538296,2.489935184346173,2016]
[null,null,null,null,null,null,null,null,null,null,null,null,null,34.501546487503937,24.669906224579307,59.171452712083237,52.258000000000003,62.484000000000002,6.9134527120832345,3.3125472879167646,2017,null,null,null,22.969820005786001,10.018214977055734,32.988034982841732,30.664999999999999,34.504999999999995,2.3230349828417332,1.5169650171582632,2017]
[null,null,null,null,null,null,null,null,null,null,null,null,null,35.987153552818711,10.437055610416548,46.424209163235261,41.271999999999998,50.715000000000003,5.1522091632352627,4.2907908367647423,2018,null,null,null,26.4710508232126,13.610203041341119,40.08125386455373,36.400999999999996,43.649000000000008,3.6802538645537339,3.5677461354462778,2018]
[null,null,null,null,null,null,null,null,null,null,null,null,"TVA",28.893314011805579,14.448960310279871,43.342274322085451,37.145000000000003,48.170999999999999,6.1972743220854483,4.828725677914548,2019,null,null,null,24.214646943726123,11.595697112642741,35.810344056368869,33.770000000000003,37.980000000000004,2.0403440563688662,2.1696559436311347,2019]
[null,null,null,null,null,null,null,null,null,null,null,null,null,23.806829892387793,9.2048404412936282,33.011670333681423,30.16,33.85,2.8516703336814224,0.83832966631857886,2020,null,null,null,19.343436040258418,20.975298860720883,40.318734900979301,35.75,43.411999999999999,4.568734900979301,3.093265099020698,2020]
[null,null,null,null,null,null,null,null,null,null,null,null," ",38.336547848014703,6.2159873168517485,44.552535164866455,43.030999999999999,46.307000000000002,1.5215351648664566,1.7544648351335468,2021,null," ","PSCO",33.522416502815652,31.979169603901166,65.501586106716843,61.511000000000003,71.506,3.9905861067168402,6.0044138932831572,2021]
[]
[null,null,null,null,null,null,null,null,null,null,null,null,null,null,null,null,null,null,null,null,null,null,"ERCOT",null,38.613320755431026,0,38.613320755431026,38.203000000000003,39.906999999999996,0.41032075543102309,1.2936792445689704,2012]
[null,null,null,null,null,null,null,null,null,null,null,null,null,null,null,null,null,null,null,null,null,null,null,null,44.138855727452572,0,44.138855727452572,43.8,45.655000000000001,0.3388557274525752,1.5161442725474288,2013]
[null,null,null,null,null,null,null,null,null,null,null,null,null,null,null,null,null,null,null,null,null,null,null,null,46.39650445332844,0,46.39650445332844,45.902000000000001,49.157000000000004,0.49450445332843884,2.7604955466715637,2014]
[null,null,null,null,null,null,null,null,null,null,null,null,null,null,null,null,null,null,null,null,null,null,null,null,34.20139456597537,0,34.20139456597537,33.255000000000003,35.258000000000003,0.94639456597536764,1.0566054340246325,2015]
[null,null,null,null,null,null,null,null,null,null,null,null,null,null,null,null,null,null,null,null,null,null,null,null,32.908049516371157,0,32.908049516371157,30.268000000000001,37.167999999999999,2.6400495163711568,4.2599504836288418,2016]
[null,null,null,null,null,null,null,null,null,null,null,null,null,null,null,null,null,null,null,null,null,null,null,null,25.466121675008758,0,25.466121675008758,18.045999999999999,35.53,7.4201216750087582,10.063878324991244,2017]
[null,null,null,null,null,null,null,null,null,null,null,null,null,null,null,null,null,null,null,null,null,null,null,null,36.646100567549922,0,36.646100567549922,36.508000000000003,44.747999999999998,0.13810056754991962,8.1018994324500753,2018]
[null,null,null,null,null,null,null,null,null,null,null,null,null,null,null,null,null,null,null,null,null,null,null,null,60.787975864227867,0,60.787975864227867,59.235999999999997,76.918000000000006,1.5519758642278703,16.130024135772139,2019]
[null,null,null,null,null,null,null,null,null,null,null,null,null,null,null,null,null,null,null,null,null,null,null,null,24.529924126270373,0,24.529924126270373,21.768000000000001,29.690999999999999,2.7619241262703724,5.1610758737296258,2020]
[null,null,null,null,null,null,null,null,null,null,null,null,null,null,null,null,null,null,null,null,null,null," ","ERCOT",78.483908391056815,0,78.483908391056815,70.824999999999989,99.85,7.6589083910568263,21.366091608943179,2021]
[]
[null,null,null,null,null,null,null,null,null,null,null,null,null,null,null,null,null,null,null,null,null,null,"SOCO",null,null,null,null,null,null,null,null,2012]
[null,null,null,null,null,null,null,null,null,null,null,null,null,null,null,null,null,null,null,null,null,null,null,null,39.264518248175179,16.403540145985399,55.668058394160575,54.923999999999999,56.396000000000001,0.74405839416057518,0.72794160583942613,2013]
[null,null,null,null,null,null,null,null,null,null,null,null,null,null,null,null,null,null,null,null,null,null,null,null,44.971378838129176,12.291922944544449,57.263301782673622,56.656999999999996,61.524999999999999,0.60630178267362567,4.2616982173263764,2014]
[null,null,null,null,null,null,null,null,null,null,null,null,null,null,null,null,null,null,null,null,null,null,null,null,32.968255389695791,18.645513719078178,51.61376910877398,49.515999999999998,58.54,2.0977691087739814,6.9262308912260195,2015]
[null,null,null,null,null,null,null,null,null,null,null,null,null,null,null,null,null,null,null,null,null,null,null,null,32.208187624915475,17.759411402719216,49.967599027634691,47.641999999999996,52.012,2.3255990276346949,2.0444009723653096,2016]
[null,null,null,null,null,null,null,null,null,null,null,null,null,null,null,null,null,null,null,null,null,null,null,null,34.713197741075071,21.141627239631333,55.854824980706418,50.795000000000002,58.215000000000003,5.0598249807064164,2.3601750192935853,2017]
[null,null,null,null,null,null,null,null,null,null,null,null,null,null,null,null,null,null,null,null,null,null,null,null,36.512209712921241,10.526871166178783,47.03908087910002,45.097999999999999,48.732999999999997,1.9410808791000207,1.6939191208999773,2018]
[null,null,null,null,null,null,null,null,null,null,null,null,null,null,null,null,null,null,null,null,null,null,null,null,28.163510259434418,14.534083688349789,42.697593947784206,41.230000000000004,44.599999999999994,1.4675939477842022,1.9024060522157882,2019]
[null,null,null,null,null,null,null,null,null,null,null,null,null,null,null,null,null,null,null,null,null,null,null,null,22.7322357397783,8.6301690171942447,31.362404756972548,30.336000000000002,32.997999999999998,1.0264047569725463,1.6355952430274492,2020]
[null,null,null,null,null,null,null,null,null,null,null,null,null,null,null,null,null,null,null,null,null,null," ","SOCO",37.847661779838567,6.2354022245530798,44.083064004391652,42.744,45.526000000000003,1.339064004391652,1.4429359956083516,2021]
[]
[null,null,null,null,null,null,null,null,null,null,null,null,null,null,null,null,null,null,null,null,null,null,"NYISO",null,69.935939997732518,3.17789050140457,73.113830499137109,73.552000000000007,75.699999999999989,-0.43816950086289808,2.58616950086288,2012]
[null,null,null,null,null,null,null,null,null,null,null,null,null,null,null,null,null,null,null,null,null,null,null,null,90.014766248007589,16.456966854268892,106.47173310227646,105.29,112.268,1.1817331022764535,5.796266897723541,2013]
[null,null,null,null,null,null,null,null,null,null,null,null,null,null,null,null,null,null,null,null,null,null,null,null,76.651385483985464,13.31674184413578,89.968127328121241,80.742000000000004,90.916000000000011,9.2261273281212368,0.94787267187876978,2014]
[null,null,null,null,null,null,null,null,null,null,null,null,null,null,null,null,null,null,null,null,null,null,null,null,51.675127670505368,11.238781625914855,62.913909296420208,41.347999999999999,69.974000000000004,21.565909296420209,7.060090703579796,2015]
[null,null,null,null,null,null,null,null,null,null,null,null,null,null,null,null,null,null,null,null,null,null,null,null,41.023472589490531,9.3110497126207754,50.33452230211131,36.89,55.748999999999995,13.444522302111309,5.4144776978886853,2016]
[null,null,null,null,null,null,null,null,null,null,null,null,null,null,null,null,null,null,null,null,null,null,null,null,36.478106014908086,11.40640790446875,47.884513919376836,34.04,57.688000000000009,13.844513919376837,9.8034860806231734,2017]
[null,null,null,null,null,null,null,null,null,null,null,null,null,null,null,null,null,null,null,null,null,null,null,null,43.112149316404185,9.0375593250069972,52.149708641411181,38.629999999999995,63.607999999999997,13.519708641411185,11.458291358588816,2018]
[null,null,null,null,null,null,null,null,null,null,null,null,null,null,null,null,null,null,null,null,null,null,null,null,31.021985585880898,6.4005663110424811,37.422551896923373,25.695,48.092999999999996,11.727551896923373,10.670448103076623,2019]
[null,null,null,null,null,null,null,null,null,null,null,null,null,null,null,null,null,null,null,null,null,null,null,null,22.743315398865121,7.1909340308828895,29.934249429748014,22.49,38.302000000000007,7.444249429748016,8.3677505702519923,2020]
[null,null,null,null,null,null,null,null,null,null,null,null,null,null,null,null,null,null,null,null,null,null," ","NYISO",40.342961677366652,8.5953613484941958,48.938323025860861,36.411999999999999,53.472000000000016,12.526323025860862,4.5336769741391549,2021]
[]
[null,null,null,null,null,null,null,null,null,null,null,null,null,null,null,null,null,null,null,null,null,null,"PJM",null,47.341102731373617,16.48522065428109,63.82632338565471,60.472999999999999,70.233000000000004,3.3533233856547113,6.4066766143452938,2012]
[null,null,null,null,null,null,null,null,null,null,null,null,null,null,null,null,null,null,null,null,null,null,null,null,52.057378801850966,22.233720303729559,74.291099105580528,63.429000000000002,87.882000000000005,10.862099105580526,13.590900894419477,2013]
[null,null,null,null,null,null,null,null,null,null,null,null,null,null,null,null,null,null,null,null,null,null,null,null,62.84967003444762,22.008995235806442,84.85866527025405,78.646999999999991,95.959000000000003,6.2116652702540591,11.100334729745953,2014]
[null,null,null,null,null,null,null,null,null,null,null,null,null,null,null,null,null,null,null,null,null,null,null,null,41.943925690579249,19.85983933559541,61.803765026174659,56.698,71.856000000000009,5.1057650261746588,10.05223497382535,2015]
[null,null,null,null,null,null,null,null,null,null,null,null,null,null,null,null,null,null,null,null,null,null,null,null,34.693434593087005,16.222841370636967,50.916275963723976,46.64,61.625,4.2762759637239753,10.708724036276024,2016]
[null,null,null,null,null,null,null,null,null,null,null,null,null,null,null,null,null,null,null,null,null,null,null,null,36.279511716665731,15.888556990327018,52.168068706992742,47.98,64.234999999999999,4.1880687069927447,12.066931293007258,2017]
[null,null,null,null,null,null,null,null,null,null,null,null,null,null,null,null,null,null,null,null,null,null,null,null,42.330276142244259,21.073787443222916,63.404063585467171,59.88,71.7,3.524063585467168,8.2959364145328323,2018]
[null,null,null,null,null,null,null,null,null,null,null,null,null,null,null,null,null,null,null,null,null,null,null,null,30.400042675023876,16.464251521477205,46.864294196501078,43.414000000000001,52.091999999999999,3.4502941965010763,5.227705803498921,2019]
[null,null,null,null,null,null,null,null,null,null,null,null,null,null,null,null,null,null,null,null,null,null,null,null,23.462278082714747,13.485803178278131,36.948081260992886,33.33,44.864999999999995,3.6180812609928878,7.9169187390071087,2020]
[null,null,null,null,null,null,null,null,null,null,null,null,null,null,null,null,null,null,null,null,null,null," ","PJM",40.373937120415121,14.99207080519076,55.366007925605878,51.692999999999998,64.268000000000001,3.6730079256058801,8.9019920743941228,2021]
[]
[null,null,null,null,null,null,null,null,null,null,null,null,null,null,null,null,null,null,null,null,null,null,"MISO",null,42.950684633391148,0.02,42.970684633391151,41.837000000000003,44.052999999999997,1.1336846333911481,1.0823153666088459,2012]
[null,null,null,null,null,null,null,null,null,null,null,null,null,null,null,null,null,null,null,null,null,null,null,null,41.805091232617286,9.4407864811747455E-2,41.899499097429036,38.237000000000002,45.945,3.6624990974290341,4.0455009025709643,2013]
[null,null,null,null,null,null,null,null,null,null,null,null,null,null,null,null,null,null,null,null,null,null,null,null,48.222118222456167,1.435161493869058,49.657279716325228,44.879999999999995,51.435000000000002,4.7772797163252321,1.7777202836747747,2014]
[null,null,null,null,null,null,null,null,null,null,null,null,null,null,null,null,null,null,null,null,null,null,null,null,37.119609653781303,1.2044311573379776,38.324040811119282,31.155000000000001,40.254999999999995,7.1690408111192809,1.9309591888807134,2015]
[null,null,null,null,null,null,null,null,null,null,null,null,null,null,null,null,null,null,null,null,null,null,null,null,36.003033270526146,6.0430627412287485,42.046096011754912,36.631999999999998,44.364999999999995,5.4140960117549142,2.3189039882450828,2016]
[null,null,null,null,null,null,null,null,null,null,null,null,null,null,null,null,null,null,null,null,null,null,null,null,33.750207505276954,2.6630331011482098,36.413240606425163,31.756,45.301000000000002,4.6572406064251624,8.8877593935748394,2017]
[null,null,null,null,null,null,null,null,null,null,null,null,null,null,null,null,null,null,null,null,null,null,null,null,34.605907064784532,0.44685995448301369,35.052767019267542,30.852,42.635000000000005,4.2007670192675413,7.5822329807324635,2018]
[null,null,null,null,null,null,null,null,null,null,null,null,null,null,null,null,null,null,null,null,null,null,null,null,26.930934416983099,0.67794746967322506,27.608881886656327,24.795000000000002,32.755000000000003,2.8138818866563255,5.1461181133436753,2019]
[null,null,null,null,null,null,null,null,null,null,null,null,null,null,null,null,null,null,null,null,null,null,null,null,21.890944136185983,1.9225485327297416,23.813492668915725,18.850000000000001,27.861000000000001,4.9634926689157233,4.047507331084276,2020]
[null,null,null,null,null,null,null,null,null,null,null,null,null,null,null,null,null,null,null,null,null,null," ","MISO",39.052506820581328,2.0112654469978777,41.063772267579211,32.497999999999998,50.482999999999997,8.565772267579213,9.4192277324207865,2021]
[]
[null,null,null,null,null,null,null,null,null,null,null,null,null,null,null,null,null,null,null,null,null,null,"SPP",null,32.982577782483638,22.611427771245946,55.594005553729581,54.34,59,1.2540055537295771,3.4059944462704195,2012]
[null,null,null,null,null,null,null,null,null,null,null,null,null,null,null,null,null,null,null,null,null,null,null,null,40.084116596096386,36.432974226947145,76.517090823043546,74.825000000000003,81.424999999999997,1.692090823043543,4.9079091769564513,2013]
[null,null,null,null,null,null,null,null,null,null,null,null,null,null,null,null,null,null,null,null,null,null,null,null,53.52238183895038,30.48501946872539,84.007401307675792,82.344000000000008,86.212000000000003,1.6634013076757839,2.2045986923242111,2014]
[null,null,null,null,null,null,null,null,null,null,null,null,null,null,null,null,null,null,null,null,null,null,null,null,32.540363922354956,28.364091384594293,60.904455306949252,58.711999999999996,64.207999999999998,2.1924553069492561,3.3035446930507462,2015]
[null,null,null,null,null,null,null,null,null,null,null,null,null,null,null,null,null,null,null,null,null,null,null,null,32.025229378291705,44.13500959970326,76.160238977994979,60.728000000000002,85.043999999999997,15.432238977994977,8.883761022005018,2016]
[null,null,null,null,null,null,null,null,null,null,null,null,null,null,null,null,null,null,null,null,null,null,null,null,31.07918685257906,31.632705402371631,62.711892254950705,59.246000000000002,71.198000000000008,3.4658922549507025,8.4861077450493028,2017]
[null,null,null,null,null,null,null,null,null,null,null,null,null,null,null,null,null,null,null,null,null,null,null,null,30.165579813752156,29.847851854837828,60.01343166858998,57.57,76.864000000000004,2.4434316685899802,16.850568331410024,2018]
[null,null,null,null,null,null,null,null,null,null,null,null,null,null,null,null,null,null,null,null,null,null,null,null,28.891829420623115,28.219048329005343,57.11087774962845,53.971000000000004,69.072000000000003,3.1398777496284467,11.961122250371552,2019]
[null,null,null,null,null,null,null,null,null,null,null,null,null,null,null,null,null,null,null,null,null,null,null,null,25.773811965993858,30.382238886076973,56.156050852070827,51.080999999999996,68.791000000000011,5.0750508520708308,12.634949147929184,2020]
[null,null,null,null,null,null,null,null,null,null,null,null,null,null,null,null,null,null,null,null,null,null," ","SPP",46.798469539025675,24.636631259401117,71.435100798426788,64.60799999999999,84.140000000000015,6.8271007984267982,12.704899201573227,2021]
[]
[null,null,null,null,null,null,null,null,null,null,null,null,null,null,null,null,null,null,null,null,null,null,"TVA",null,null,null,null,null,null,null,null,2012]
[null,null,null,null,null,null,null,null,null,null,null,null,null,null,null,null,null,null,null,null,null,null,null,null,39.055853671794317,16.395004076751643,55.450857748545957,54.805,57.725000000000001,0.64585774854595712,2.2741422514540446,2013]
[null,null,null,null,null,null,null,null,null,null,null,null,null,null,null,null,null,null,null,null,null,null,null,null,43.780425930615344,15.59699772094201,59.377423651557358,58.977000000000004,60.633000000000003,0.40042365155735382,1.255576348442645,2014]
[null,null,null,null,null,null,null,null,null,null,null,null,null,null,null,null,null,null,null,null,null,null,null,null,32.494612890481314,17.752545536285986,50.247158426767299,48.372999999999998,50.905999999999999,1.8741584267673019,0.65884157323269932,2015]
[null,null,null,null,null,null,null,null,null,null,null,null,null,null,null,null,null,null,null,null,null,null,null,null,32.813388002755552,14.47389022839277,47.287278231148328,45.485999999999997,48.025000000000006,1.8012782311483306,0.73772176885167795,2016]
[null,null,null,null,null,null,null,null,null,null,null,null,null,null,null,null,null,null,null,null,null,null,null,null,34.501546487503937,24.669906224579307,59.171452712083237,52.258000000000003,62.484000000000002,6.9134527120832345,3.3125472879167646,2017]
[null,null,null,null,null,null,null,null,null,null,null,null,null,null,null,null,null,null,null,null,null,null,null,null,35.987153552818711,10.437055610416548,46.424209163235261,41.271999999999998,50.715000000000003,5.1522091632352627,4.2907908367647423,2018]
[null,null,null,null,null,null,null,null,null,null,null,null,null,null,null,null,null,null,null,null,null,null,null,null,28.893314011805579,14.448960310279871,43.342274322085451,37.145000000000003,48.170999999999999,6.1972743220854483,4.828725677914548,2019]
[null,null,null,null,null,null,null,null,null,null,null,null,null,null,null,null,null,null,null,null,null,null," ",null,23.806829892387793,9.2048404412936282,33.011670333681423,30.16,33.85,2.8516703336814224,0.83832966631857886,2020]
[null,null,null,null,null,null,null,null,null,null,null,null,null,null,null,null,null,null,null,null,null,null," ","TVA",38.336547848014703,6.2159873168517485,44.552535164866455,43.030999999999999,46.307000000000002,1.5215351648664566,1.7544648351335468,2021]

{"sheet":"Solar Value vs. PPA Prices","index":37,"n_rows":124,"n_cols":7,"rows_kept":124,"cut":false,"hidden":false,"merged":[]}
["Solar's energy and capacity value versus PPA prices by region and year"]
[]
[]
[]
[]
[]
[]
[]
[]
[]
[]
[]
[]
[]
[]
[]
[]
[]
[]
["Sources: Berkeley Lab, ABB, ISOs"]
["Notes: For Solar Energy and Capacity Value see Tab \"Energy and Capacity Value\""]
[]
[null,null,"Berkeley Lab PPA","Level10 PPA","Energy","Capacity"]
[null,null,"Price","Price","Value","Value"]
[null,null,"2021 $/MWh","2021 $/MWh","2021 $/MWh","2021 $/MWh","Year"]
["2012-21\nCAISO"," ",91.107239144369942,null,36.311611134640572,17.815805995781123,2012]
[null,null,68.133310776117114,null,43.975477881029526,17.123782259821212,2013]
[null,null,56.179360816200699,null,45.385417034596344,16.743693176142958,2014]
[null,null,48.954023553757104,null,27.10198771337598,12.187461004105897,2015]
[null,null,37.771649859299743,null,23.892354323664136,9.3515162727332104,2016]
[null,null,35.000055919636416,null,25.674068641648116,9.1747134161550843,2017]
[null,null,31.897547982595224,26.354369057942456,26.146200411185553,5.0997482094637885,2018]
[null,null,18.725808685904155,21.87660008937381,23.603693534291793,6.4004262964927596,2019]
[null,null,22.140193467848825,21.940798773118981,20.120611682016957,7.1854904931367933,2020]
[null," ",18.51596486835939,24.942411836343766,27.180570174164124,7.1576384356615703,2021]
[" "]
["2012-21\nERCOT"," ",null,null,38.613320755431026,0,2012]
[null,null,null,null,44.138855727452572,0,2013]
[null,null,null,null,46.39650445332844,0,2014]
[null,null,35.610613107888348,null,34.20139456597537,0,2015]
[null,null,null,null,32.908049516371157,0,2016]
[null,null,21.933479772135794,null,25.466121675008758,0,2017]
[null,null,null,26.197422976385386,36.646100567549922,0,2018]
[null,null,null,22.266434682161396,60.787975864227867,0,2019]
[null,null,null,22.723599952588057,24.529924126270373,0,2020]
[null," ",null,24.04614638034894,78.483908391056815,0,2021]
[" "]
["2012-21\nSPP"," ",null,null,32.982577782483638,22.611427771245946,2012]
[null,null,null,null,40.084116596096386,36.432974226947145,2013]
[null,null,null,null,53.52238183895038,30.48501946872539,2014]
[null,null,39.131754740986409,null,32.540363922354956,28.364091384594293,2015]
[null,null,null,null,32.025229378291705,44.13500959970326,2016]
[null,null,null,null,31.07918685257906,31.632705402371631,2017]
[null,null,null,33.908049333941264,30.165579813752156,29.847851854837828,2018]
[null,null,null,22.610406381679852,28.891829420623115,28.219048329005343,2019]
[null,null,null,24.714151523237994,25.773811965993858,30.382238886076973,2020]
[null," ",null,28.636774325688286,46.798469539025675,24.636631259401117,2021]
[" "]
["2012-21\nMISO"," ",null,null,42.950684633391148,0.02,2012]
[null,null,null,null,41.805091232617286,9.4407864811747455E-2,2013]
[null,null,null,null,48.222118222456167,1.435161493869058,2014]
[null,null,52.30471223721193,null,37.119609653781303,1.2044311573379776,2015]
[null,null,null,null,36.003033270526146,6.0430627412287485,2016]
[null,null,32.281297585313425,null,33.750207505276954,2.6630331011482098,2017]
[null,null,41.688740854340779,33.792098491930304,34.605907064784532,0.44685995448301369,2018]
[null,null,37.360203552837255,29.145868672530518,26.930934416983099,0.67794746967322506,2019]
[null,null,null,28.382134192750243,21.890944136185983,1.9225485327297416,2020]
[null," ",36.430511144978503,30.822787632992739,39.052506820581328,2.0112654469978777,2021]
[" "]
["2012-21\nPJM"," ",null,null,47.341102731373617,16.48522065428109,2012]
[null,null,null,null,52.057378801850966,22.233720303729559,2013]
[null,null,null,null,62.84967003444762,22.008995235806442,2014]
[null,null,null,null,41.943925690579249,19.85983933559541,2015]
[null,null,45.389494932798222,null,34.693434593087005,16.222841370636967,2016]
[null,null,82.703437604620902,null,36.279511716665731,15.888556990327018,2017]
[null,null,31.576743689457786,37.065502535639737,42.330276142244259,21.073787443222916,2018]
[null,null,31.219587641321212,31.16383597637212,30.400042675023876,16.464251521477205,2019]
[null,null,null,32.229042846141127,23.462278082714747,13.485803178278131,2020]
[null," ",null,33.336702936392854,40.373937120415121,14.99207080519076,2021]
[]
["2012-21\nNYISO"," ",null,null,69.935939997732518,3.17789050140457,2012]
[null,null,null,null,90.014766248007589,16.456966854268892,2013]
[null,null,null,null,76.651385483985464,13.31674184413578,2014]
[null,null,null,null,51.675127670505368,11.238781625914855,2015]
[null,null,null,null,41.023472589490531,9.3110497126207754,2016]
[null,null,null,null,36.478106014908086,11.40640790446875,2017]
[null,null,null,null,43.112149316404185,9.0375593250069972,2018]
[null,null,null,null,31.021985585880898,6.4005663110424811,2019]
[null,null,null,null,22.743315398865121,7.1909340308828895,2020]
[null," ",40.301326167528892,null,40.342961677366652,8.5953613484941958,2021]
[" "]
["2012-21\nISO-NE"," ",null,null,49.509737554244332,4.5526568178743503,2012]
[null,null,null,null,67.065579155292895,4.1308759601370992,2013]
[null,null,null,null,65.714690131694397,4.3705500471685816,2014]
[null,null,null,null,43.693447671943574,4.6870835152623371,2015]
[null,null,null,null,33.827374571862492,4.7837232977221653,2016]
[null,null,75.761482221315433,null,33.169687838942288,8.6318780688542649,2017]
[null,null,null,null,41.336113114216914,14.888319393411461,2018]
[null,null,null,null,28.816046471855369,12.429212738271037,2019]
[null,null,null,null,21.657554720280004,8.1543202064175784,2020]
[null," ",null,null,38.58420613004467,6.7326264952237276,2021]
[" "]
["2012-21\nWest\n(non-ISO)"," ",84.023576640505908,null,25.402094389501546,20.795853187426328,2012]
[null,null,63.761215639924124,null,38.696671677736283,14.970616428173978,2013]
[null,null,56.955970413650611,null,40.466359350734926,9.2917999532607034,2014]
[null,null,42.989562781227697,null,27.234247084327588,10.865249279634847,2015]
[null,null,32.871616861833829,null,22.824499568756689,12.888542492339589,2016]
[null,null,29.329318151487222,null,24.828206875805055,7.4493767400216777,2017]
[null,null,21.952620074638496,null,27.874578896901777,9.8187473594222645,2018]
[null,null,18.740403514301146,null,25.312859652515172,7.8957011858175674,2019]
[null,null,20.442598313496102,null,21.978248413011485,13.842886155130758,2020]
[null," ",17.684416368244094,null,27.292888265902665,22.390629825126506,2021]
[" "]
["2012-21\nSoutheast\n(non-ISO)"," ",null,null,40.44521063170518,29.173340887192598,2012]
[null,null,null,null,42.858378209462003,20.752294293589639,2013]
[null,null,58.468844811360427,null,51.233305726023829,15.378864761730981,2014]
[null,null,48.837524548741314,null,36.77511684034998,16.583872796455545,2015]
[null,null,46.618775222129109,null,34.732764234405181,15.794588213105651,2016]
[null,null,28.456224840396047,null,34.560394698967805,19.009650078230127,2017]
[null,null,26.379662462889204,null,38.07312440309677,10.164576506312113,2018]
[null,null,20.986318631622307,null,29.830098398151158,14.240803911753757,2019]
[null,null,null,null,23.351523896791861,10.072110519001642,2020]
[null," ",null,null,38.364368948574814,8.9666430317448764,2021]
[" "]

{"sheet":"Value Factor vs. Penetration","index":38,"n_rows":214,"n_cols":17,"rows_kept":214,"cut":false,"hidden":false,"merged":[]}
["Solar value factor versus solar market penetration by region and year"]
[]
[]
[]
[]
[]
[]
[]
[]
[]
[]
[]
[]
[]
[]
[]
[]
[]
["Sources: Berkeley Lab, ABB, ISOs"]
["Notes: Solar value factor describes the market value of solar in proportion to that of a generalized flat-block, i.e., 24x7 average price across all pricing nodes in region."]
["For more details on methodology see Berkeley Lab publication \"Mills et al, 2021, Solar-to-Grid\" https://emp.lbl.gov/renewable-grid-insights"]
[]
[]
[]
["ISOs Only",null,null,null,null,null,"Non-ISO BAs Only",null,null,null,null,null,"ISOs and non-ISO BAs Combined"]
[null,null,"Solar","Solar",null,null,null,null,"Solar","Solar",null,null,null,null,"Solar","Solar"]
[null,null,"Market","Value",null,null,null,null,"Market","Value",null,null,null,null,"Market","Value"]
[null,null,"Penetration","Factor","Year",null,null,null,"Penetration","Factor","Year",null,null,null,"Penetration","Factor","Year"]
["CAISO",null,1.4688696900211073E-2,1.238966056727135,2012,null,"PNM",null,5.7779904110105574E-3,1.2849860435486353,2012,null,"CAISO",null,1.4688696900211073E-2,1.238966056727135,2012]
[null,null,2.2896128398224656E-2,1.1370916415987831,2013,null,null,null,8.0269916606949664E-3,1.1771221598450705,2013,null,null,null,2.2896128398224656E-2,1.1370916415987831,2013]
[null,null,4.3010696406685728E-2,1.0368477289715041,2014,null," ",null,2.0381077837668723E-2,1.0364861387469266,2014,null,null,null,4.3010696406685728E-2,1.0368477289715041,2014]
[null,null,8.2466598771942914E-2,0.9043175156174903,2015,null,null,null,2.3185490883826085E-2,1.0452169948893193,2015,null,null,null,8.2466598771942914E-2,0.9043175156174903,2015]
[null,null,0.10666225729736369,0.85387724020200162,2016,null,null,null,3.9775147623072993E-2,1.0853037241415082,2016,null,null,null,0.10666225729736369,0.85387724020200162,2016]
[null,"CAISO",0.14888993923187854,0.86916771169038831,2017,null,null,null,4.6086241549509813E-2,0.88212646871446931,2017,null,null,null,0.14888993923187854,0.86916771169038831,2017]
[null,null,0.16794104543101604,0.69405952607760812,2018,null,null,null,6.1569277267787083E-2,0.91847599410223757,2018,null,null,null,0.16794104543101604,0.69405952607760812,2018]
[null,null,0.18397356066377618,0.6631068853107297,2019,null,null,"PNM",7.1614817720615884E-2,0.89914272676537488,2019,null,null,null,0.18397356066377618,0.6631068853107297,2019]
[null,null,0.20273033940843743,0.64435736863832294,2020,null,null,null,0.10623943022413211,1.0610838447258546,2020,null,null,null,0.20273033940843743,0.64435736863832294,2020]
[null,null,0.22868759964652452,0.60883850563315434,2021,null,null," ",0.1232575356298756,1.0479821201191031,2021,null," ","CAISO",0.22868759964652452,0.60883850563315434,2021]
[]
["ISO-NE",null,1.7452488590371357E-3,1.1260603995031302,2012,null,"NEVP",null,6.4076036426588337E-3,1.2075551346998836,2012,null,"PNM",null,5.7779904110105574E-3,1.2849860435486353,2012]
[null,null,4.0986222407233064E-3,1.0318970577108444,2013,null,null,null,1.3014311276300084E-2,1.1100098499328079,2013,null,null,null,8.0269916606949664E-3,1.1771221598450705,2013]
[null,null,8.8205242345102217E-3,0.92456355773877241,2014,null," ",null,1.6113286314804152E-2,0.98940586680253872,2014,null,null,null,2.0381077837668723E-2,1.0364861387469266,2014]
[null,null,1.3444143117503251E-2,0.95063213174352557,2015,null,null,null,2.0681521808493409E-2,0.9730883433773021,2015,null,null,null,2.3185490883826085E-2,1.0452169948893193,2015]
[" ",null,1.8969081070133651E-2,1.0102879860690841,2016,null,null,null,3.517809948999908E-2,0.98570077184973781,2016,null,null,null,3.9775147623072993E-2,1.0853037241415082,2016]
[null,"ISO-NE",2.5062929849814262E-2,0.90466171694089692,2017,null,null,null,6.1511483719573552E-2,0.84797542747246524,2017,null,null,null,4.6086241549509813E-2,0.88212646871446931,2017]
[null,null,3.3157753289890089E-2,0.93512690044746882,2018,null,null,null,8.3733739815356326E-2,0.80359570433488381,2018,null,null,null,6.1569277267787083E-2,0.91847599410223757,2018]
[null,null,3.9698912452247617E-2,0.92590035851611718,2019,null,null,"NEVP",9.0565752751984446E-2,0.76674421349429256,2019,null,null,null,7.1614817720615884E-2,0.89914272676537488,2019]
[null,null,4.7643138412408581E-2,0.91207882554730546,2020,null,null,null,0.11412545955953453,0.73870957679676907,2020,null,null,null,0.10623943022413211,1.0610838447258546,2020]
[null," ",5.3329372920590846E-2,0.88856966372222912,2021,null,null," ",0.12095257121283591,0.77670364154057803,2021,null," ","PNM",0.1232575356298756,1.0479821201191031,2021]
[]
["ERCOT",null,4.0894482423450314E-4,1.2509571076968173,2012,null,"AZPS",null,1.5394271480798298E-2,1.1975112398981389,2012,null,"NEVP",null,6.4076036426588337E-3,1.2075551346998836,2012]
[null,null,6.4606570500170949E-4,1.2013891492199078,2013,null,null,null,2.6774293856257615E-2,1.1062418850705376,2013,null,null,null,1.3014311276300084E-2,1.1100098499328079,2013]
[null,null,1.1994035289417425E-3,1.0752616252641385,2014,null," ",null,6.9609672790373528E-2,0.93802610281342447,2014,null,null,null,1.6113286314804152E-2,0.98940586680253872,2014]
[null,null,1.5392838386247977E-3,1.1878907864584052,2015,null,null,null,7.5366409558811132E-2,0.93058191591798889,2015,null,null,null,2.0681521808493409E-2,0.9730883433773021,2015]
[" ",null,2.6065458273133568E-3,1.3127815363177693,2016,null,null,null,8.4921899536761464E-2,0.92906314334226614,2016,null,null,null,3.517809948999908E-2,0.98570077184973781,2016]
[null,"ERCOT",4.7805010017770919E-3,0.89031034851295054,2017,null,null,null,8.9118657658024888E-2,0.8621938558947676,2017,null,null,null,6.1511483719573552E-2,0.84797542747246524,2017]
[null,null,9.2407128906685614E-3,1.0292745116982021,2018,null,null,null,0.10074923304049471,0.88817434520148697,2018,null,null,null,8.3733739815356326E-2,0.80359570433488381,2018]
[null,null,1.3746040009908913E-2,1.2492602755938751,2019,null,null,"AZPS",0.11016681902044319,0.82418290755826773,2019,null,null,null,9.0565752751984446E-2,0.76674421349429256,2019]
[null,null,1.9254688705790696E-2,0.95539702148277694,2020,null,null,null,0.11278244563569385,1.0228793058445469,2020,null,null,null,0.11412545955953453,0.73870957679676907,2020]
[null," ",3.4862478239116888E-2,0.35701198381093147,2021,null,null," ",0.11814590154106767,1.0348884222493442,2021,null," ","NEVP",0.12095257121283591,0.77670364154057803,2021]
[]
["NYISO",null,1.1065636233260207E-3,1.4910751120864463,2012,null,"PACE",null,4.4260893495459225E-4,null,2012,null,"AZPS",null,1.5394271480798298E-2,1.1975112398981389,2012]
[null,null,1.5679362704061289E-3,1.6109400563778193,2013,null,null,null,6.5885355223935661E-4,1.3616858120982183,2013,null,null,null,2.6774293856257615E-2,1.1062418850705376,2013]
[null,null,2.6348407505065678E-3,1.2313364529103594,2014,null," ",null,1.3521922459096638E-3,1.2423422575338647,2014,null,null,null,6.9609672790373528E-2,0.93802610281342447,2014]
[null,null,4.1733228230796046E-3,1.2822323780306735,2015,null,null,null,1.6514342288927206E-3,1.4123412487205034,2015,null,null,null,7.5366409558811132E-2,0.93058191591798889,2015]
[" ",null,6.2042349759329277E-3,1.3597369627058755,2016,null,null,null,8.8594771867254989E-3,1.1731420522328813,2016,null,null,null,8.4921899536761464E-2,0.92906314334226614,2016]
[null,"NYISO",8.63408359271421E-3,1.243808905984465,2017,null,null,null,3.6153977653489613E-2,0.95066650542174858,2017,null,null,null,8.9118657658024888E-2,0.8621938558947676,2017]
[null,null,1.0679671681600288E-2,1.1449574829953539,2018,null,null,null,3.6875233874790997E-2,0.96312045989174511,2018,null,null,null,0.10074923304049471,0.88817434520148697,2018]
[null,null,1.4671758674320516E-2,1.1467675138220168,2019,null,null,"PACE",4.0579311685555855E-2,0.89477882370049722,2019,null,null,null,0.11016681902044319,0.82418290755826773,2019]
[null,null,2.0407659844559584E-2,1.050749426629642,2020,null,null,null,4.5848283068680461E-2,1.0903365141324244,2020,null,null,null,0.11278244563569385,1.0228793058445469,2020]
[null," ",2.4564860965954602E-2,1.1313999552938516,2021,null,null," ",5.3989373774155941E-2,1.0558080030064292,2021,null," ","AZPS",0.11814590154106767,1.0348884222493442,2021]
[]
["PJM",null,2.0922260609787186E-3,1.5010516358552883,2012,null,"CPLE",null,8.6411771958808906E-4,1.4533602238212127,2012,null,"PACE",null,4.4260893495459225E-4,null,2012]
[null,null,3.0349896772844322E-3,1.6297846291048224,2013,null,null,null,2.9002633354569189E-3,1.3119472793614888,2013,null,null,null,6.5885355223935661E-4,1.3616858120982183,2013]
[null,null,3.8401849872672805E-3,1.4354958309319945,2014,null," ",null,5.8188262284443572E-3,1.1384472917812167,2014,null,null,null,1.3521922459096638E-3,1.2423422575338647,2014]
[null,null,4.8121695138568501E-3,1.4044233079414643,2015,null,null,null,1.0541491981107083E-2,1.1239656094201418,2015,null,null,null,1.6514342288927206E-3,1.4123412487205034,2015]
[" ",null,5.5912057827440832E-3,1.4176811796851845,2016,null,null,null,1.8678798591503391E-2,1.2333700464611475,2016,null,null,null,8.8594771867254989E-3,1.1731420522328813,2016]
[null,"PJM",7.5191655395537328E-3,1.4126946765443489,2017,null,null,null,2.506755564776789E-2,1.2232948742059864,2017,null,null,null,3.6153977653489613E-2,0.95066650542174858,2017]
[null,null,9.0845246444171152E-3,1.4204558092127286,2018,null,null,null,3.2389024152203898E-2,1.1193297004484528,2018,null,null,null,3.6875233874790997E-2,0.96312045989174511,2018]
[null,null,1.152867671853311E-2,1.4078630156295946,2019,null,null,"CPLE",3.773787124963475E-2,1.1065713969181357,2019,null,null,null,4.0579311685555855E-2,0.89477882370049722,2019]
[null,null,1.4093271813140325E-2,1.4117333595970756,2020,null,null,null,4.1604715165286486E-2,1.1059415679935549,2020,null,null,null,4.5848283068680461E-2,1.0903365141324244,2020]
[null," ",1.8275252257439988E-2,1.2717884835832352,2021,null,null," ",4.7244456684240606E-2,1.0351242160008942,2021,null," ","PACE",5.3989373774155941E-2,1.0558080030064292,2021]
[]
["MISO",null,1.0000718133377892E-4,1.4075956433795564,2012,null,"FPL",null,8.2264353245266601E-4,1.5912283674331784,2012,null,"ISO-NE",null,1.7452488590371357E-3,1.1260603995031302,2012]
[null,null,1.7766329285378229E-4,1.2100987704600508,2013,null,null,null,9.1833210145316488E-4,1.6203324468715008,2013,null,null,null,4.0986222407233064E-3,1.0318970577108444,2013]
[null,null,5.5549512628100771E-4,1.1987644974143794,2014,null," ",null,1.0042385467154181E-3,1.6711148037274401,2014,null,null,null,8.8205242345102217E-3,0.92456355773877241,2014]
[null,null,8.2505868868441347E-4,1.332570833777952,2015,null,null,null,1.0894017489119856E-3,1.6383991359636227,2015,null,null,null,1.3444143117503251E-2,0.95063213174352557,2015]
[" ",null,1.0869345331870426E-3,1.4529776197146427,2016,null,null,null,1.2426350963195103E-3,1.5714608512363422,2016,null,null,null,1.8969081070133651E-2,1.0102879860690841,2016]
[null,"MISO",2.0147156671828804E-3,1.2010011480434832,2017,null,null,null,5.6217611809152423E-3,1.3608526220655173,2017,null,null,null,2.5062929849814262E-2,0.90466171694089692,2017]
[null,null,3.3062069164358642E-3,1.1035771548596565,2018,null,null,null,6.2055167309041466E-3,1.3193213259798102,2018,null,null,null,3.3157753289890089E-2,0.93512690044746882,2018]
[null,null,4.438131314812562E-3,1.0750139068545501,2019,null,null,"FPL",1.6347497132935776E-2,1.4371337438261864,2019,null,null,null,3.9698912452247617E-2,0.92590035851611718,2019]
[null,null,6.0253161820945913E-3,1.106352151466192,2020,null,null,null,2.1246609776611424E-2,1.3550580661333258,2020,null,null,null,4.7643138412408581E-2,0.91207882554730546,2020]
[null," ",8.3641870810320842E-3,1.1405632582726433,2021,null,null," ",4.0724784594724978E-2,1.1981424214485259,2021,null," ","ISO-NE",5.3329372920590846E-2,0.88856966372222912,2021]
[]
["SPP",null,5.3539678230889154E-4,1.5126211564440064,2012,null,"DUK",null,4.5238934764414013E-4,1.5657256799283716,2012,null,"CPLE",null,8.6411771958808906E-4,1.4533602238212127,2012]
[null,null,6.25558193704305E-4,1.63559315719632,2013,null,null,null,8.4782417254678963E-4,1.3837082982180602,2013,null,null,null,2.9002633354569189E-3,1.3119472793614888,2013]
[null,null,8.7297576577925816E-4,1.661466097942724,2014,null," ",null,2.7479233914241255E-3,1.2395512802745572,2014,null,null,null,5.8188262284443572E-3,1.1384472917812167,2014]
[null,null,8.9281935828196171E-4,1.6462352604711907,2015,null,null,null,4.763402827908529E-3,1.3907465586966878,2015,null,null,null,1.0541491981107083E-2,1.1239656094201418,2015]
[" ",null,9.124681943987157E-4,2.0996868262104198,2016,null,null,null,1.2221659665808144E-2,1.4487680932503944,2016,null,null,null,1.8678798591503391E-2,1.2333700464611475,2016]
[null,"SPP",2.8982195019441382E-3,1.7370384990731826,2017,null,null,null,2.0801230344763014E-2,1.4387580121948833,2017,null,null,null,2.506755564776789E-2,1.2232948742059864,2017]
[null,null,3.442087721448924E-3,1.5614608869983881,2018,null,null,null,2.8491820542777654E-2,1.2123483219935243,2018,null,null,null,3.2389024152203898E-2,1.1193297004484528,2018]
[null,null,3.6596869275811613E-3,1.7633777616588033,2019,null,null,"DUK",3.4414691129486884E-2,1.2720873705761198,2019,null,null,null,3.773787124963475E-2,1.1065713969181357,2019]
[null,null,4.4431145545599984E-3,1.9255112075442022,2020,null,null,null,3.7648869432466495E-2,1.2358997437982695,2020,null,null,null,4.1604715165286486E-2,1.1059415679935549,2020]
[null," ",5.1149188862250504E-3,1.4085621397754329,2021,null,null," ",3.9851925850945928E-2,1.1117407285465204,2021,null," ","CPLE",4.7244456684240606E-2,1.0351242160008942,2021]
[]
[null,null,null,null,null,null,"PSCO",null,9.1989271014530846E-3,1.5400019671482637,2012,null,"FPL",null,8.2264353245266601E-4,1.5912283674331784,2012]
[null,null,null,null,null,null,null,null,1.2280021257593136E-2,1.4398068306716716,2013,null,null,null,9.1833210145316488E-4,1.6203324468715008,2013]
[null,null,null,null,null,null," ",null,1.4036606685507068E-2,1.4393709759137807,2014,null,null,null,1.0042385467154181E-3,1.6711148037274401,2014]
[null,null,null,null,null,null,null,null,1.2978769745292683E-2,1.4809907449564743,2015,null,null,null,1.0894017489119856E-3,1.6383991359636227,2015]
[null,null,null,null,null,null,null,null,1.7490930325951986E-2,1.5834682141701584,2016,null,null,null,1.2426350963195103E-3,1.5714608512363422,2016]
[null,null,null,null,null,null,null,null,2.9843737664269163E-2,1.7128772777854531,2017,null,null,null,5.6217611809152423E-3,1.3608526220655173,2017]
[null,null,null,null,null,null,null,null,3.2934736748614475E-2,1.4266990136011339,2018,null,null,null,6.2055167309041466E-3,1.3193213259798102,2018]
[null,null,null,null,null,null,null,"PSCO",3.2826369032119114E-2,1.5680521483626289,2019,null,null,null,1.6347497132935776E-2,1.4371337438261864,2019]
[null,null,null,null,null,null,null,null,3.4305722240089563E-2,1.7445253089141601,2020,null,null,null,2.1246609776611424E-2,1.3550580661333258,2020]
[null,null,null,null,null,null,null," ",3.9105177421732154E-2,1.4852535881894591,2021,null," ","FPL",4.0724784594724978E-2,1.1981424214485259,2021]
[]
[null,null,null,null,null,null,"SOCO",null,1.1891086943102666E-4,null,2012,null,"DUK",null,4.5238934764414013E-4,1.5657256799283716,2012]
[null,null,null,null,null,null,null,null,1.7982706978426322E-4,1.3488304591755407,2013,null,null,null,8.4782417254678963E-4,1.3837082982180602,2013]
[null,null,null,null,null,null," ",null,9.6306996245491545E-4,1.1627861538766244,2014,null,null,null,2.7479233914241255E-3,1.2395512802745572,2014]
[null,null,null,null,null,null,null,null,1.2073503389719675E-3,1.3649827190523511,2015,null,null,null,4.763402827908529E-3,1.3907465586966878,2015]
[null,null,null,null,null,null,null,null,2.98206052830257E-3,1.4309713406405657,2016,null,null,null,1.2221659665808144E-2,1.4487680932503944,2016]
[null,null,null,null,null,null,null,null,9.7484664232875846E-3,1.4804089709230617,2017,null,null,null,2.0801230344763014E-2,1.4387580121948833,2017]
[null,null,null,null,null,null,null,null,1.2424436643978343E-2,1.2851582445806369,2018,null,null,null,2.8491820542777654E-2,1.2123483219935243,2018]
[null,null,null,null,null,null,null,"SOCO",1.2999406773687935E-2,1.3753193719650711,2019,null,null,null,3.4414691129486884E-2,1.2720873705761198,2019]
[null,null,null,null,null,null,null,null,1.8583247996331227E-2,1.3002034102554867,2020,null,null,null,3.7648869432466495E-2,1.2358997437982695,2020]
[null,null,null,null,null,null,null," ",2.4895890974104246E-2,1.1388783367593589,2021,null," ","DUK"]
[null,null,null,null,null,null,null,null,null,null,null,null,null,null,3.9851925850945928E-2,1.1117407285465204,2021]
[null,null,null,null,null,null,"TVA",null,0,null,2012,null,"PSCO",null,9.1989271014530846E-3,1.5400019671482637,2012]
[null,null,null,null,null,null,null,null,1.1373764261564059E-4,1.3472616773430102,2013,null,null,null,1.2280021257593136E-2,1.4398068306716716,2013]
[null,null,null,null,null,null," ",null,1.2378663511153394E-4,1.245793510991398,2014,null,null,null,1.4036606685507068E-2,1.4393709759137807,2014]
[null,null,null,null,null,null,null,null,4.67477390693836E-4,1.3478568680154959,2015,null,null,null,1.2978769745292683E-2,1.4809907449564743,2015]
[null,null,null,null,null,null,null,null,4.697742695551241E-4,1.3500935548947051,2016,null,null,null,1.7490930325951986E-2,1.5834682141701584,2016]
[null,null,null,null,null,null,null,null,1.491594592605147E-3,1.5856559688912444,2017,null,null,null,2.9843737664269163E-2,1.7128772777854531,2017]
[null,null,null,null,null,null,null,null,1.9673569078989422E-3,1.2885462732112298,2018,null,null,null,3.2934736748614475E-2,1.4266990136011339,2018]
[null,null,null,null,null,null,null,"TVA",3.2904705268448145E-3,1.3848206740606208,2019,null,null,null,3.2826369032119114E-2,1.5680521483626289,2019]
[null,null,null,null,null,null,null,null,3.3388312413538549E-3,1.3521619748501099,2020,null,null,null,3.4305722240089563E-2,1.7445253089141601,2020]
[null,null,null,null,null,null,null," ",3.5356134616810393E-3,1.1468805992608588,2021,null," ","PSCO",3.9105177421732154E-2,1.4852535881894591,2021]
[]
[null,null,null,null,null,null,null,null,null,null,null,null,"ERCOT",null,4.0894482423450314E-4,1.2509571076968173,2012]
[null,null,null,null,null,null,null,null,null,null,null,null,null,null,6.4606570500170949E-4,1.2013891492199078,2013]
[null,null,null,null,null,null,null,null,null,null,null,null,null,null,1.1994035289417425E-3,1.0752616252641385,2014]
[null,null,null,null,null,null,null,null,null,null,null,null,null,null,1.5392838386247977E-3,1.1878907864584052,2015]
[null,null,null,null,null,null,null,null,null,null,null,null,null,null,2.6065458273133568E-3,1.3127815363177693,2016]
[null,null,null,null,null,null,null,null,null,null,null,null,null,null,4.7805010017770919E-3,0.89031034851295054,2017]
[null,null,null,null,null,null,null,null,null,null,null,null,null,null,9.2407128906685614E-3,1.0292745116982021,2018]
[null,null,null,null,null,null,null,null,null,null,null,null,null,null,1.3746040009908913E-2,1.2492602755938751,2019]
[null,null,null,null,null,null,null,null,null,null,null,null,null,null,1.9254688705790696E-2,0.95539702148277694,2020]
[null,null,null,null,null,null,null,null,null,null,null,null," ","ERCOT",3.4862478239116888E-2,0.35701198381093147,2021]
[]
[null,null,null,null,null,null,null,null,null,null,null,null,"SOCO",null,1.1891086943102666E-4,null,2012]
[null,null,null,null,null,null,null,null,null,null,null,null,null,null,1.7982706978426322E-4,1.3488304591755407,2013]
[null,null,null,null,null,null,null,null,null,null,null,null,null,null,9.6306996245491545E-4,1.1627861538766244,2014]
[null,null,null,null,null,null,null,null,null,null,null,null,null,null,1.2073503389719675E-3,1.3649827190523511,2015]
[null,null,null,null,null,null,null,null,null,null,null,null,null,null,2.98206052830257E-3,1.4309713406405657,2016]
[null,null,null,null,null,null,null,null,null,null,null,null,null,null,9.7484664232875846E-3,1.4804089709230617,2017]
[null,null,null,null,null,null,null,null,null,null,null,null,null,null,1.2424436643978343E-2,1.2851582445806369,2018]
[null,null,null,null,null,null,null,null,null,null,null,null,null,null,1.2999406773687935E-2,1.3753193719650711,2019]
[null,null,null,null,null,null,null,null,null,null,null,null,null,null,1.8583247996331227E-2,1.3002034102554867,2020]
[null,null,null,null,null,null,null,null,null,null,null,null," ","SOCO",2.4895890974104246E-2,1.1388783367593589,2021]
[]
[null,null,null,null,null,null,null,null,null,null,null,null,"NYISO",null,1.1065636233260207E-3,1.4910751120864463,2012]
[null,null,null,null,null,null,null,null,null,null,null,null,null,null,1.5679362704061289E-3,1.6109400563778193,2013]
[null,null,null,null,null,null,null,null,null,null,null,null,null,null,2.6348407505065678E-3,1.2313364529103594,2014]
[null,null,null,null,null,null,null,null,null,null,null,null,null,null,4.1733228230796046E-3,1.2822323780306735,2015]
[null,null,null,null,null,null,null,null,null,null,null,null,null,null,6.2042349759329277E-3,1.3597369627058755,2016]
[null,null,null,null,null,null,null,null,null,null,null,null,null,null,8.63408359271421E-3,1.243808905984465,2017]
[null,null,null,null,null,null,null,null,null,null,null,null,null,null,1.0679671681600288E-2,1.1449574829953539,2018]
[null,null,null,null,null,null,null,null,null,null,null,null,null,null,1.4671758674320516E-2,1.1467675138220168,2019]
[null,null,null,null,null,null,null,null,null,null,null,null,null,null,2.0407659844559584E-2,1.050749426629642,2020]
[null,null,null,null,null,null,null,null,null,null,null,null," ","NYISO",2.4564860965954602E-2,1.1313999552938516,2021]
[]
[null,null,null,null,null,null,null,null,null,null,null,null,"PJM",null,2.0922260609787186E-3,1.5010516358552883,2012]
[null,null,null,null,null,null,null,null,null,null,null,null,null,null,3.0349896772844322E-3,1.6297846291048224,2013]
[null,null,null,null,null,null,null,null,null,null,null,null,null,null,3.8401849872672805E-3,1.4354958309319945,2014]
[null,null,null,null,null,null,null,null,null,null,null,null,null,null,4.8121695138568501E-3,1.4044233079414643,2015]
[null,null,null,null,null,null,null,null,null,null,null,null,null,null,5.5912057827440832E-3,1.4176811796851845,2016]
[null,null,null,null,null,null,null,null,null,null,null,null,null,null,7.5191655395537328E-3,1.4126946765443489,2017]
[null,null,null,null,null,null,null,null,null,null,null,null,null,null,9.0845246444171152E-3,1.4204558092127286,2018]
[null,null,null,null,null,null,null,null,null,null,null,null,null,null,1.152867671853311E-2,1.4078630156295946,2019]
[null,null,null,null,null,null,null,null,null,null,null,null,null,null,1.4093271813140325E-2,1.4117333595970756,2020]
[null,null,null,null,null,null,null,null,null,null,null,null," ","PJM",1.8275252257439988E-2,1.2717884835832352,2021]
[]
[null,null,null,null,null,null,null,null,null,null,null,null,"MISO",null,1.0000718133377892E-4,1.4075956433795564,2012]
[null,null,null,null,null,null,null,null,null,null,null,null,null,null,1.7766329285378229E-4,1.2100987704600508,2013]
[null,null,null,null,null,null,null,null,null,null,null,null,null,null,5.5549512628100771E-4,1.1987644974143794,2014]
[null,null,null,null,null,null,null,null,null,null,null,null,null,null,8.2505868868441347E-4,1.332570833777952,2015]
[null,null,null,null,null,null,null,null,null,null,null,null,null,null,1.0869345331870426E-3,1.4529776197146427,2016]
[null,null,null,null,null,null,null,null,null,null,null,null,null,null,2.0147156671828804E-3,1.2010011480434832,2017]
[null,null,null,null,null,null,null,null,null,null,null,null,null,null,3.3062069164358642E-3,1.1035771548596565,2018]
[null,null,null,null,null,null,null,null,null,null,null,null,null,null,4.438131314812562E-3,1.0750139068545501,2019]
[null,null,null,null,null,null,null,null,null,null,null,null,null,null,6.0253161820945913E-3,1.106352151466192,2020]
[null,null,null,null,null,null,null,null,null,null,null,null," ","MISO",8.3641870810320842E-3,1.1405632582726433,2021]
[]
[null,null,null,null,null,null,null,null,null,null,null,null,"SPP",null,5.3539678230889154E-4,1.5126211564440064,2012]
[null,null,null,null,null,null,null,null,null,null,null,null,null,null,6.25558193704305E-4,1.63559315719632,2013]
[null,null,null,null,null,null,null,null,null,null,null,null,null,null,8.7297576577925816E-4,1.661466097942724,2014]
[null,null,null,null,null,null,null,null,null,null,null,null,null,null,8.9281935828196171E-4,1.6462352604711907,2015]
[null,null,null,null,null,null,null,null,null,null,null,null,null,null,9.124681943987157E-4,2.0996868262104198,2016]
[null,null,null,null,null,null,null,null,null,null,null,null,null,null,2.8982195019441382E-3,1.7370384990731826,2017]
[null,null,null,null,null,null,null,null,null,null,null,null,null,null,3.442087721448924E-3,1.5614608869983881,2018]
[null,null,null,null,null,null,null,null,null,null,null,null,null,null,3.6596869275811613E-3,1.7633777616588033,2019]
[null,null,null,null,null,null,null,null,null,null,null,null,null,null,4.4431145545599984E-3,1.9255112075442022,2020]
[null,null,null,null,null,null,null,null,null,null,null,null," ","SPP",5.1149188862250504E-3,1.4085621397754329,2021]
[]
[null,null,null,null,null,null,null,null,null,null,null,null,"TVA",null,0,null,2012]
[null,null,null,null,null,null,null,null,null,null,null,null,null,null,1.1373764261564059E-4,1.3472616773430102,2013]
[null,null,null,null,null,null,null,null,null,null,null,null,null,null,1.2378663511153394E-4,1.245793510991398,2014]
[null,null,null,null,null,null,null,null,null,null,null,null,null,null,4.67477390693836E-4,1.3478568680154959,2015]
[null,null,null,null,null,null,null,null,null,null,null,null,null,null,4.697742695551241E-4,1.3500935548947051,2016]
[null,null,null,null,null,null,null,null,null,null,null,null,null,null,1.491594592605147E-3,1.5856559688912444,2017]
[null,null,null,null,null,null,null,null,null,null,null,null,null,null,1.9673569078989422E-3,1.2885462732112298,2018]
[null,null,null,null,null,null,null,null,null,null,null,null,null,null,3.2904705268448145E-3,1.3848206740606208,2019]
[null,null,null,null,null,null,null,null,null,null,null,null," ",null,3.3388312413538549E-3,1.3521619748501099,2020]
[null,null,null,null,null,null,null,null,null,null,null,null," ","TVA",3.5356134616810393E-3,1.1468805992608588,2021]

{"sheet":"Value Difference vs. Flat Block","index":39,"n_rows":81,"n_cols":15,"rows_kept":81,"cut":false,"hidden":false,"merged":[[24,13,24,14],[24,1,24,2],[24,3,24,4],[24,5,24,6],[24,7,24,8],[24,9,24,10],[24,11,24,12]]}
["Cause of value differences between solar and flat block in 2021"]
[]
[]
[]
[]
[]
[]
[]
[]
[]
[]
[]
[]
[]
[]
[]
[]
[]
[]
["Sources: Berkeley Lab, ABB, ISOs",null,null,null,null,null,null,"Sources: Berkeley Lab, ABB, ISOs"]
["Notes: Solar value factor describes the market value of solar in proportion to that of a generalized flat-block, i.e., 24x7 average price across all pricing nodes in region."]
["For more details on methodology see Berkeley Lab publication \"Mills et al, 2021, Solar-to-Grid\" https://emp.lbl.gov/renewable-grid-insights"]
[]
["Regional average market value of solar in 2021 relative to a generalized flat block of power"]
[null,"CAISO",null,"ERCOT",null,"ISO-NE",null,"MISO",null,"NYISO",null,"PJM",null,"SPP"]
[null,"value factor","penetration","value factor","penetration","value factor","penetration","value factor","penetration","value factor","penetration","value factor","penetration","value factor","penetration"]
[2012,1.238966056727135,1.4688696900211073E-2,1.2509571076968173,4.0894482423450314E-4,1.1260603995031302,1.7452488590371357E-3,1.4075956433795564,1.0000718133377892E-4,1.4910751120864463,1.1065636233260207E-3,1.5010516358552883,2.0922260609787186E-3,1.5126211564440064,5.3539678230889154E-4]
[2013,1.1370916415987831,2.2896128398224656E-2,1.2013891492199078,6.4606570500170949E-4,1.0318970577108444,4.0986222407233064E-3,1.2100987704600508,1.7766329285378229E-4,1.6109400563778193,1.5679362704061289E-3,1.6297846291048224,3.0349896772844322E-3,1.63559315719632,6.25558193704305E-4]
[2014,1.0368477289715041,4.3010696406685728E-2,1.0752616252641385,1.1994035289417425E-3,0.92456355773877241,8.8205242345102217E-3,1.1987644974143794,5.5549512628100771E-4,1.2313364529103594,2.6348407505065678E-3,1.4354958309319945,3.8401849872672805E-3,1.661466097942724,8.7297576577925816E-4]
[2015,0.9043175156174903,8.2466598771942914E-2,1.1878907864584052,1.5392838386247977E-3,0.95063213174352557,1.3444143117503251E-2,1.332570833777952,8.2505868868441347E-4,1.2822323780306735,4.1733228230796046E-3,1.4044233079414643,4.8121695138568501E-3,1.6462352604711907,8.9281935828196171E-4]
[2016,0.85387724020200162,0.10666225729736369,1.3127815363177693,2.6065458273133568E-3,1.0102879860690841,1.8969081070133651E-2,1.4529776197146427,1.0869345331870426E-3,1.3597369627058755,6.2042349759329277E-3,1.4176811796851845,5.5912057827440832E-3,2.0996868262104198,9.124681943987157E-4]
[2017,0.86916771169038831,0.14888993923187854,0.89031034851295054,4.7805010017770919E-3,0.90466171694089692,2.5062929849814262E-2,1.2010011480434832,2.0147156671828804E-3,1.243808905984465,8.63408359271421E-3,1.4126946765443489,7.5191655395537328E-3,1.7370384990731826,2.8982195019441382E-3]
[2018,0.69405952607760812,0.16794104543101604,1.0292745116982021,9.2407128906685614E-3,0.93512690044746882,3.3157753289890089E-2,1.1035771548596565,3.3062069164358642E-3,1.1449574829953539,1.0679671681600288E-2,1.4204558092127286,9.0845246444171152E-3,1.5614608869983881,3.442087721448924E-3]
[2019,0.6631068853107297,0.18397356066377618,1.2492602755938751,1.3746040009908913E-2,0.92590035851611718,3.9698912452247617E-2,1.0750139068545501,4.438131314812562E-3,1.1467675138220168,1.4671758674320516E-2,1.4078630156295946,1.152867671853311E-2,1.7633777616588033,3.6596869275811613E-3]
[2020,0.64435736863832294,0.20273033940843743,0.95539702148277694,1.9254688705790696E-2,0.91207882554730546,4.7643138412408581E-2,1.106352151466192,6.0253161820945913E-3,1.050749426629642,2.0407659844559584E-2,1.4117333595970756,1.4093271813140325E-2,1.9255112075442022,4.4431145545599984E-3]
[2021,0.60883850563315434,0.22868759964652452,0.35701198381093147,3.4862478239116888E-2,0.88856966372222912,5.3329372920590846E-2,1.1405632582726433,8.3641870810320842E-3,1.1313999552938516,2.4564860965954602E-2,1.2717884835832352,1.8275252257439988E-2,1.4085621397754329,5.1149188862250504E-3]
[]
[]
[]
["Regional average market value of solar in 2021 relative to a generalized flat block of power ($/MWh)"]
["Wholsale value (2021$/MWh)","Flat block\n at all nodes","Flat block \nat solar nodes","Flat block\nat solar nodes \n(with curtailment)","Solar profile\n at solar nodes"]
["energy value",96.329637294247931,82.413900720045419,78.563913317312711,39.417710956116572]
["capacity value",5.3502395141935057,6.838646986967694,6.838646986967694,6.9539157132418969]
["total value",101.67987680844129,89.252547707013093,85.402560304280385,46.371626669358463,{"$f":"E44/B44","v":0.45605510278813366}]
[]
[]
["Regional average market value in 2021 relative to a generalized flat block (percentage changes)"]
[null,null,"Flat block at all nodes","Flat block \nat solar nodes","Flat block at solar nodes (with curtailment)","Solar profile at solar nodes"]
["CAISO","energy value",43.883002370234415,41.79354362944823,40.219246697666861,27.180570174164124]
[null,"capacity value",12.516532633085941,12.51653263308577,12.51653263308577,7.1576384356615703]
[null,"total value",56.399535003319279,54.310076262534011,52.735779330752628,34.338208609825692]
["ERCOT","energy value",219.8355011876038,217.59010375530079,204.08192706891307,78.483908391056815]
[null,"capacity value",null,0,0,0]
[null,"total value",219.8355011876038,217.59010375530079,204.08192706891307,78.483908391056815]
["ISO-NE","energy value",44.275779555617348,44.614411014958947,44.614411014958947,38.58420613004467]
[null,"capacity value",6.7239726027398881,6.7239726027397282,6.7239726027397282,6.7326264952237276]
[null,"total value",50.99975215835709,51.338383617698675,51.338383617698675,45.31683262526839]
["MISO","energy value",35.270440749536981,36.751058020253843,36.751058020253843,39.052506820581328]
[null,"capacity value",0.73262349941079641,0.64958725710091259,0.64958725710091259,2.0112654469978777]
[null,"total value",36.003064248947794,37.400645277354762,37.400645277354762,41.063772267579211]
["NYISO","energy value",38.921545075761543,37.589218057488083,37.589218057488083,40.342961677366652]
[null,"capacity value",4.3331172537508076,3.5385514858147,3.5385514858147,8.5953613484941958]
[null,"total value",43.254662329512293,41.127769543302783,41.127769543302783,48.938323025860861]
["PJM","energy value",37.771996342568421,39.441991824921132,39.441991824921132,40.373937120415121]
[null,"capacity value",5.7619785599357662,5.4424024119776364,5.4424024119776364,14.99207080519076]
[null,"total value",43.533974902503765,44.884394236898764,44.884394236898764,55.366007925605878]
["SPP","energy value",41.819931130835649,45.743388968488851,45.743388968488851,46.798469539025675]
[null,"capacity value",8.8949779109582163,8.8949779109589038,8.8949779109589038,24.636631259401117]
[null,"total value",50.714909041794698,54.638366879447744,54.638366879447744,71.435100798426788]
[]
[]
["Regional average market value in 2021 relative to a generalized flat block (percentage changes)"]
[]
[null,"Flat block","Flat block","Location","Curtailment","Profile","Total change","Solar value"]
["ERCOT",219.8355011876038,1,-1.0213989188155852E-2,-6.1446748197690193E-2,-0.57132727880322243,-0.64298801618906853,78.483908391056815]
["CAISO",56.399535003319279,1,-3.704744623625527E-2,-2.7913296300913316E-2,-0.32620075182967706,-0.39116149436684561,34.338208609825692]
["ISONE",50.99975215835709,1,6.6398648034624759E-3,0,-0.11807020108123333,-0.11143033627777085,45.31683262526839]
["NYISO",43.254662329512293,1,-4.9171411165042173E-2,0,0.18057136645889391,0.13139995529385173,48.938323025860861]
["MISO",36.003064248947794,1,3.8818391088692207E-2,0,0.10174486718395101,0.14056325827264321,41.063772267579211]
["PJM",43.533974902503765,1,3.1019895091576689E-2,0,0.24076858849165841,0.2717884835832351,55.366007925605878]
["SPP",50.714909041794698,1,7.7363006496170242E-2,0,0.33119913327926265,0.40856213977543288,71.435100798426788]

{"sheet":"All Capacity in Queues","index":40,"n_rows":88,"n_cols":12,"rows_kept":88,"cut":false,"hidden":false,"merged":[[80,0,87,0],[26,0,33,0],[35,0,42,0],[44,0,51,0],[53,0,60,0],[62,0,69,0],[71,0,78,0]]}
["Generation capacity in 42 selected interconnection queues from 2014 to 2021, by resource type"]
[]
[]
[]
[]
[]
[]
[]
[]
[]
[]
[]
[]
[]
[]
[]
[]
[]
[]
[]
[]
["Source: Berkeley Lab review of interconnection queues"]
[]
[null,null,null,null,null,null,null,null,null,null,null,"All"]
[null,null,null,"Standalone","Hybrid","Standalone","Hybrid","Total",null,null,null,"Resources"]
[null,null,null,"Prior","Prior","New","New","GW",null,null,null,"Total GW"]
["Solar",null,2014,25.052419999999998,0,19.511700000000005,0,{"$f":"SUM(D27:G27)","v":44.564120000000003},null,null,2014,{"$f":"H27+H36+H45+H54+H63+H72+H81+H104","v":325.83328999999998}]
[null,"   2014-",2015,33.055120000000002,0,23.763491999999999,0,{"$f":"SUM(D28:G28)","v":56.818612000000002},null,null,2015,364.70072800000003]
[null,null,2016,36.977478000000005,0,83.332539199999999,0,120.3100172,null,null,2016,424.79076320000001]
[null,null,2017,83.578314000762887,0,104.93103424954224,0,188.50934825030512,null,null,2017,510.38341619888007]
[null,null,2018,138.19843750059999,11.556250000000006,115.54464499760003,17.666709999999998,282.96604249820007,null,null,2018,643.73270878096002]
[null," 2021",2019,155.49879600068664,43.000118000000008,109.78472499961855,58.583096399999995,366.86673540030517,null,null,2019,735.85209240159838]
[null,null,2020,195.56078259999998,95.964299999999994,107.6153274,63.304299999999998,462.44470999999999,null,null,2020,964.91593]
[null,null,2021,263.74247699999995,145.99260000000001,126.33679299999999,138.1858,674.25766999999985,null,null,2021,1449.5098399999997]
[" "]
["Storage",null,2014,0,null,0,null,{"$f":"SUM(D36:G36)","v":0}]
[null,"   2014-",2015,1.7607400000000002,null,5.5423999999999998,null,{"$f":"SUM(D37:G37)","v":7.30314}]
[null,null,2016,5.1003499999999997,null,6.6378149999999989,null,11.738164999999999]
[null,null,2017,10.055929998245238,null,8.8264249991607659,null,18.882354997406004]
[null,null,2018,9.4105299999999978,null,19.623394304529999,null,29.033924304529997]
[null," 2021",2019,18.066952999999998,null,37.336366000000005,null,55.403319000000003]
[null,null,2020,42.235150000000004,67.13191599999999,50.997,44.598475000000001,204.96254099999999]
[null,null,2021,79.901769999999971,100.5197,139.96168,105.91038999999998,426.29354000000001]
[" "]
["Wind",null,2014,66.673449999999988,0,29.202450000000002,0,{"$f":"SUM(D45:G45)","v":95.875899999999987}]
[null,"   2014-",2015,65.027285000000006,0,44.562559999999998,0,{"$f":"SUM(D46:G46)","v":109.589845}]
[null,null,2016,74.751290000000026,0,66.924159999999986,0,141.67545000000001]
[null,null,2017,98.726169967241276,0,81.44831500324247,0,180.17448497048375]
[null,null,2018,138.14305501430005,2.1899899951999999,91.001744948899997,0.82840001220000004,232.16318997060006]
[null," 2021",2019,158.94881399866483,2.3704999999999998,55.640010000000004,8.5428999999999995,225.50222399866485]
[null,null,2020,151.41452000000004,2.952,44.4953,10.277000000000001,209.13882000000001]
[null,null,2021,166.68929999999995,7.8380000000000001,63.858720000000005,11.566000000000001,249.95201999999995]
[" "]
["Gas",null,2014,79.966380000000015,0,65.174700000000001,0,{"$f":"SUM(D54:G54)","v":145.14108000000002}]
[null,"   2014-",2015,105.11961200000003,0,58.229665999999995,0,{"$f":"SUM(D55:G55)","v":163.34927800000003}]
[null,null,2016,93.619381999999987,0,39.756319000000005,0,133.37570099999999]
[null,null,2017,74.770107979254732,0,36.100360000000002,0,110.87046797925473]
[null,null,2018,58.247327004509984,0.10599999999999998,27.420940002399998,0.23845,86.01271700690998]
[null," 2021",2019,48.279304003906262,0.3488,28.447029998817445,0.13150000000000001,77.206634002723703]
[null,null,2020,48.038199999999989,1.1889999999999996,21.790800000000001,2.972,73.989999999999981]
[null,null,2021,61.367900000000006,2.153,11.207600000000001,0.31939999999999996,75.047900000000013]
[" "]
["Other",null,2014,18.349089999999997,null,7.0573000000000006,null,{"$f":"SUM(D63:G63)","v":25.406389999999998}]
[null,"   2014-",2015,9.3648859999999967,null,3.796967,null,{"$f":"SUM(D64:G64)","v":13.161852999999997}]
[null,null,2016,6.0331400000000004,null,4.4390899999999993,null,10.47223]
[null,null,2017,3.9890000014305107,null,2.2444600000000001,null,6.2334600014305108]
[null,null,2018,3.6219840007000008,null,2.9674510000200001,null,6.5894350007200009]
[null," 2021",2019,4.1022789999046321,null,0.54540100000000002,null,4.6476799999046321]
[null,null,2020,5.5561299999999996,6.7199999999999996E-2,0.68730000000000002,1.629229,7.9398590000000002]
[null,null,2021,8.3294099999999993,3.9849999999999999,2.1670000000000003,2.21,16.691409999999998]
[" "]
["Nuclear",null,2014,7.0210000000000008,null,4.2050000000000001,null,{"$f":"SUM(D72:G72)","v":11.226000000000001}]
[null,"   2014-",2015,10.817,null,0,null,{"$f":"SUM(D73:G73)","v":10.817}]
[null,null,2016,5.3919999999999995,null,0.95220000000000005,null,6.3441999999999998]
[null,null,2017,5.4397000000000002,null,8.0599999999999991E-2,null,5.5202999999999998]
[null,null,2018,5.4422999999999995,null,0.70610000000000006,null,6.1483999999999996]
[null," 2021",2019,6.1255000000000006,null,0.05,null,6.1755000000000004]
[null,null,2020,6.1243000000000007,0,0.185,0,6.3093000000000004]
[null,null,2021,6.3093000000000004,0,1.4999999999999999E-2,"-",6.3243]
[" "]
["Coal",null,2014,1.7830000000000001,null,1.8368,null,{"$f":"SUM(D81:G81)","v":3.6198000000000001}]
[null,"   2014-",2015,3.169,null,0.49199999999999999,null,{"$f":"SUM(D82:G82)","v":3.661}]
[null,null,2016,0.84499999999999997,null,0.03,null,0.875]
[null,null,2017,0.17899999999999999,null,1.4E-2,null,0.193]
[null,null,2018,8.2999999999999963E-2,null,0.73599999999999999,null,0.81899999999999995]
[null," 2021",2019,3.9000000000000007E-2,null,1.0999999999999999E-2,null,0.05]
[null,null,2020,0.13069999999999998,0,0,0,0.13069999999999998]
[null,null,2021,0.94299999999999995,"-",0,"-",0.94299999999999995]

{"sheet":"Solar GW in Queues by Region","index":41,"n_rows":106,"n_cols":12,"rows_kept":106,"cut":false,"hidden":false,"merged":[[80,0,87,0],[89,0,96,0],[98,0,105,0],[26,0,33,0],[35,0,42,0],[44,0,51,0],[53,0,60,0],[62,0,69,0],[71,0,78,0]]}
["Solar generation capacity in 42 selected interconnection queues from 2014 to 2021, by region"]
[]
[]
[]
[]
[]
[]
[]
[]
[]
[]
[]
[]
[]
[]
[]
[]
[]
[]
[]
[]
["Source: Berkeley Lab review of interconnection queues"]
[]
[null,null,null,null,null,null,null,null,null,null,null,"All"]
[null,null,null,"Standalone","Hybrid","Standalone","Hybrid","Total",null,null,null,"Regions"]
[null,null,null,"Prior","Prior","New","New","GW",null,null,null,"Total GW"]
["PJM",null,2014,0.87009999999999987,0,1.5619000000000001,0,{"$f":"SUM(D27:G27)","v":2.4319999999999999},null,null,2014,{"$f":"H27+H36+H45+H54+H63+H72+H81+H90+H99","v":44.564119999999996}]
[null,null,2015,1.7731500000000002,0,1.6970999999999998,0,3.4702500000000001,null,null,2015,56.818612000000002]
[null,null,2016,1.7650999999999968,0,12.945899999999998,0,14.710999999999995,null,null,2016,120.31001719999998]
[null,"2014-",2017,8.5553399999999957,0,10.153445,0,18.708784999999995,null,null,2017,188.50934825030521]
[null,null,2018,13.897735000000004,0.10000000000000009,14.028460000000003,2.3289,30.355095000000009,null,null,2018,282.96604249819995]
[null,null,2019,22.312595000000034,1.9577999999999998,24.613499999999991,7.9233000000000002,{"$f":"SUM(D32:G32)","v":56.807195000000021},null,null,2019,367.15173540030514]
[null," 21",2020,37.407850000000003,9.3810000000000002,34.487569999999998,7.8466999999999913,{"$f":"SUM(D33:G33)","v":89.12312},null,null,2020,462.44470999999999]
[null,null,2021,70.212500000000006,16.976200000000002,45.574100000000001,14.622999999999999,147.38580000000002,null,null,2021,{"$f":"H34+H43+H52+H61+H70+H79+H88+H97+H106","v":674.25766999999996}]
[" "]
[" West\n(non-ISO)",null,2014,9.8278999999999979,0,4.4916999999999998,0,{"$f":"SUM(D36:G36)","v":14.319599999999998}]
[null,null,2015,10.299060000000001,0,4.4292319999999998,0,14.728292]
[null,null,2016,5.6327300000000022,0,19.095647,0,24.728377000000002]
[null,"2014-",2017,20.801429999999996,0,24.722404250000004,0,45.52383425]
[null,null,2018,37.323746,0,36.558958000000004,0,73.882704000000004]
[null,null,2019,26.839759999999995,18.268000000000004,10.670249999999999,19.2895,{"$f":"SUM(D41:G41)","v":75.067509999999999}]
[null," 21",2020,23.302889999999998,35.447900000000004,5.7110500000000002,23.263000000000005,{"$f":"SUM(D42:G42)","v":87.72484}]
[null,null,2021,19.447449999999996,50.220999999999997,14.9033,52.957000000000001,137.52875]
[" "]
[" MISO",null,2014,6.0000000000000053E-2,0,1.3184,0,{"$f":"SUM(D45:G45)","v":1.3784000000000001}]
[null,null,2015,0.91402999999999968,0,1.57542,0,2.4894499999999997]
[null,null,2016,1.4083099999999975,0,7.7725,0,9.1808099999999975]
[null,"2014-",2017,3.8923500000000004,0,11.070209999999999,0,14.96256]
[null,null,2018,12.02026,0.34999999999999987,20.562370000000001,1.45,34.382630000000006]
[null,null,2019,18.703589999999984,2.1499999999999995,23.186160000000001,6.3867000000000003,{"$f":"SUM(D50:G50)","v":50.426449999999981}]
[null," 21",2020,28.116800000000005,6.9570000000000078,24.53,4.4869999999999983,{"$f":"SUM(D51:G51)","v":64.090800000000016}]
[null,null,2021,51.302800000000005,12.523999999999999,30.869,17.629000000000001,{"$f":"SUM(D52:G52)","v":112.32480000000001}]
[" "]
["   ERCOT  ",null,2014,2.0469999999999997,0,4.3780000000000001,0,{"$f":"SUM(D54:G54)","v":6.4249999999999998}]
[null,null,2015,6.1260000000000003,0,2.383,0,8.5090000000000003]
[null,null,2016,8.7430000000000003,0,4.9809999999999999,0,13.724]
[null,"2014-",2017,13.290000000000001,0,10.833,0,24.123000000000001]
[null,null,2018,24.151429999999991,0.40200000000000014,9.180100000000003,2.6619000000000002,36.395429999999998]
[null,null,2019,22.298059999999978,2.8961000000000006,24.183510000000005,4.1540599999999994,{"$f":"SUM(D59:G59)","v":53.531729999999982}]
[null," 21",2020,37.166199999999996,9.6300000000000026,14.500999999999999,3.8119999999999994,{"$f":"SUM(D60:G60)","v":65.109200000000001}]
[null,null,2021,45.567999999999998,17,12.92,5.08,{"$f":"SUM(D61:G61)","v":80.567999999999998}]
[" "]
[" CAISO",null,2014,11.008920000000002,0,3.0139999999999998,0,{"$f":"SUM(D63:G63)","v":14.022920000000001}]
[null,null,2015,11.213880000000005,0,7.9109999999999996,0,19.124880000000005]
[null,null,2016,15.492759999999997,0,16.055917200000003,0,31.5486772]
[null,"2014-",2017,21.104638999999999,0,10.5703,0,31.674938999999998]
[null,null,2018,17.161721499999992,8.5340499999999988,2.577,9.0599100000000004,37.332681499999993]
[null,null,2019,13.861140000000002,12.471318000000004,0.78807500000000008,16.743916400000003,{"$f":"SUM(D68:G68)","v":43.864449400000012}]
[null," 21",2020,5.41,25.800999999999998,5.0000000000000001E-3,16.091000000000001,{"$f":"SUM(D69:G69)","v":47.307000000000002}]
[null,null,2021,2.976,33.72,0.4,37.095999999999997,{"$f":"SUM(D70:G70)","v":74.191999999999993}]
[" "]
["Southeast\n(non-ISO) ",null,2014,1.2074999999999996,0,3.423,0,{"$f":"SUM(D72:G72)","v":4.6304999999999996}]
[null,null,2015,2.3336000000000001,0,3.68066,0,6.0142600000000002]
[null,null,2016,2.1774079999999998,0,19.007974999999998,0,21.185382999999998]
[null,"2014-",2017,12.224055000000003,0,21.304395000000003,0,33.528450000000007]
[null,null,2018,17.278890000000001,0,22.081165000000002,0,39.360055000000003]
[null,null,2019,26.693904000000011,0.43800000000000017,17.630279999999999,2.2456199999999997,{"$f":"SUM(D77:G77)","v":47.007804000000007}]
[null," 21",2020,33.488342599999996,2.1340000000000003,16.016907399999997,5.4480000000000004,{"$f":"SUM(D78:G78)","v":57.08724999999999}]
[null,null,2021,35.745727000000002,6.9729999999999999,5.5171929999999998,9.4559999999999995,{"$f":"SUM(D79:G79)","v":57.691919999999996}]
[]
[" SPP",null,2014,2.5000000000000133E-2,0,1.1144000000000001,0,{"$f":"SUM(D81:G81)","v":1.1394000000000002}]
[null,null,2015,0.36040000000000005,0,1.5380799999999999,0,1.8984799999999999]
[null,null,2016,1.2791999999999972,0,2.4945999999999997,0,3.7737999999999969]
[null,"2014-",2017,2.4672999999999998,0,14.579999999999989,0,17.047299999999989]
[null,null,2018,13.696074999999999,2.1701999999999999,7.2839919999999996,2.1560000000000001,25.306266999999998]
[null,null,2019,19.390166999999995,4.9269000000000016,2.8817999999999997,1.47,{"$f":"SUM(D86:G86)","v":28.668866999999992}]
[null," 21",2020,20.055799999999998,6.1080000000000005,7.7949999999999999,1.798,{"$f":"SUM(D87:G87)","v":35.756799999999998}]
[null,null,2021,24.75,7.8550000000000004,10.159000000000001,0,42.764000000000003]
[" "]
[" NYISO",null,2014,0,0,0.21030000000000001,0,{"$f":"SUM(D90:G90)","v":0.21030000000000001}]
[null,null,2015,2.4999999999999994E-2,0,0.128,0,0.153]
[null,null,2016,0.15300000000000002,0,0.59,0,0.74299999999999999]
[null,"2014-",2017,0.59899999999999998,0,1.3748000000000002,0,1.9738000000000002]
[null,null,2018,1.5698000000000003,0,2.5867,0.01,4.1665000000000001]
[null,null,2019,4.3372999999999982,0.17700000000000005,5.1922499999999987,0.37,{"$f":"SUM(D95:G95)","v":10.076549999999996}]
[null," 21",2020,8.2460000000000004,0.49000000000000021,3.4329999999999998,0.10000000000000009,{"$f":"SUM(D96:G96)","v":12.269}]
[null,null,2021,11.337,0.27,5.0119999999999996,0.74299999999999999,17.361999999999998]
[" "]
[{"$f":"\"  ISO\"&\"-\"&\"NE\"","v":"  ISO-NE"},null,2014,6.0000000000000001E-3,0,0,0,{"$f":"SUM(D99:G99)","v":6.0000000000000001E-3}]
[null,null,2015,1.0000000000000009E-2,0,0.42099999999999999,0,0.43099999999999999]
[null,null,2016,0.32596999999999987,0,0.38900000000000001,0,0.71496999999999988]
[null,"2014-",2017,0.64420000076293937,0,0.32247999954223633,0,0.96668000030517565]
[null,null,2018,1.0987800005999999,0,0.68589999759999998,0,1.7846799981999999]
[null,null,2019,1.0622800006866455,0,0.63889999961853028,0,{"$f":"SUM(D104:G104)","v":1.7011800003051758}]
[null," 21",2020,2.3669000000000002,1.5400000000000524E-2,1.1357999999999999,0.45860000000000012,{"$f":"SUM(D105:G105)","v":3.9767000000000006}]
[null,null,2021,2.4029999999999996,0.45339999999999997,0.98220000000000007,0.6018,4.4403999999999995]

{"sheet":"All Hybrid Capacity in Queues","index":42,"n_rows":57,"n_cols":19,"rows_kept":57,"cut":false,"hidden":false,"merged":[[4,11,6,11],[4,12,5,15],[45,1,45,3],[45,5,45,7]]}
["Hybrid power plants in selected interconnection queues at end of 2021, including wind and solar hybrid configurations"]
[]
[]
[]
[null,null,null,null,null,null,null,null,null,null,null,"Region","% of Proposed Capacity Hybridizing in Each Region"]
[]
[null,null,null,null,null,null,null,null,null,null,null,null,"Solar","Wind","Natural Gas","Battery"]
[null,null,null,null,null,null,null,null,null,null,null,"CAISO",{"$f":"H33/(H33+M33)","v":0.95449644166486958},{"$f":"G33/(G33+L33)","v":0.41948051948051945},{"$f":"I33/(I33+N33)","v":0.15252239509665252},0.50587030767736096]
[null,null,null,null,null,null,null,null,null,null,null,"ERCOT",0.27405421507298183,4.0806740832431562E-2,0.26910681399631675,0.32924049535150007]
[null,null,null,null,null,null,null,null,null,null,null,"SPP",0.18368253671312318,1.4340167271112429E-2,0,0.24094336832766525]
[null,null,null,null,null,null,null,null,null,null,null,"MISO",0.26844472458441948,7.9089108555962837E-2,{"$f":"I36/(I36+N36)","v":0},"n/a"]
[null,null,null,null,null,null,null,null,null,null,null,"PJM",0.21439785922388721,5.0619903033632986E-3,3.0267992808324912E-4,"n/a"]
[null,null,null,null,null,null,null,null,null,null,null,"NYISO",5.8345812694390049E-2,3.3330056041687151E-2,0,{"$f":"J38/(J38+O38)","v":2.5888594164456234E-2}]
[null,null,null,null,null,null,null,null,null,null,null,"ISO-NE",0.23763624898657781,0,0,"n/a"]
[null,null,null,null,null,null,null,null,null,null,null,"West (non-ISO)",0.75270996247536603,0.15069952360293865,0,"n/a"]
[null,null,null,null,null,null,null,null,null,null,null,"Southeast (non-ISO)",0.28477124699611317,0,0,"n/a"]
[null,null,null,null,null,null,null,null,null,null,null,"TOTAL",0.42265020539781328,7.8403705883717728E-2,3.29442929115938E-2,"n/a"]
[]
[]
[]
[]
["Notes: (1) Hybrid plants involving multiple generator types (e.g., wind+PV+storage, or just wind+PV) show up in all generator categories, presuming the capacity is known"]
["for each generator type. (2) Hybrid storage capacity is estimated using storage:generator ratios from projects that provide separate capacity data. (3) In chart on right, each square"]
["represents one generator type, e.g., wind+solar represents the wind capacity in a wind+solar hybrid, whereas solar+wind can represent the solar capacity in that same hybrid."]
["Source: Berkeley Lab review of interconnection queues"]
[]
[]
["Total capacity in 42 queues at end of 2021",null,null,null,null,"Total capacity in queues at end of 2021, by region"]
[null,null,null,null,null,null,"Hybrid","Hybrid","Hybrid ","Hybrid ","Hybrid","Standalone","Standalone","Standalone","Standalone","Standalone","Standalone","Standalone","Standalone"]
[null,null,null,null,null,null,"Wind","Solar","Nat. Gas","Storage*","Other","Wind","Solar","Nat. Gas","Battery","Other Storage","Coal","Nuclear","Other"]
[null,"Hybrid","Standalone","Hybrid",null,null,"Capacity (MW)","Capacity (MW)","Capacity (MW)","Capacity (MW)","Capacity (MW)","Capacity (MW)","Capacity (MW)","Capacity (MW)","Capacity (MW)","Capacity (MW)","Capacity (MW)","Capacity (MW)","Capacity (MW)"]
[null,"GW","GW","%",null,null,"end of 2021","end of 2021","end of 2021","end of 2021","end of 2021","end of 2021","end of 2021","end of 2021","end of 2021","end of 2021","end of 2021","end of 2021","end of 2021"]
["Solar",285.55840000000001,390.07920000000001,{"$f":"B33/(B33+C33)","v":0.42265024918684219},null,"CAISO",7429,70816,129.4,67690,1032,10281,3376,719,66119,3874,0,0,954]
["Wind",19.396999999999998,228.00200000000001,{"$f":"B34/(B34+C34)","v":7.8403712221957231E-2},null,"ERCOT",629,22080,2338,14198.74,0,14785.12,58488,6350,28927,0,0,0,200]
["Storage",207.5617,219.64699999999999,{"$f":"B35/(B35+C35)","v":0.48585550809241479},null,"SPP",620,7855,0,3259,5163,42615.199999999997,34909,5162,10267,0,0,0,912]
["Natural Gas",2.4723999999999999,72.575500000000005,{"$f":"B36/(B36+C36)","v":3.2944292911593794E-2},null,"MISO",1765,30153,0,10308.48,0,20551.599999999999,82171.8,9996,8931,140,898,0,648]
["Other",6.1950000000000003,9.463610000000001,{"$f":"B37/(B37+C37)","v":0.39562898622546955},null,"PJM",199,31599.200000000001,5,12822.13,0,39113.599999999999,115786.6,16514.099999999999,41721.15,0,40,145.30000000000001,1275.5999999999999]
[null,null,null,null,null,"NYISO",1356,1013,0,366,0,39328,16349,2424,13771.5,0,0,0,57]
["*Note: Hybrid storage capacity is estimated using",null,null,null,null,"ISO-NE",0,1055.2,0,527.6,0,17457.8,3385.2,935,6310,0,0,37,98.6]
["storage:generator ratios from projects that provide",null,null,null,null,"West (non-ISO)",7399,104558,0,87872.74,0,41698.699999999997,34350.75,6325.4,31811.8,2686,5,600,4839.1099999999997]
["separate capacity data",null,null,null,null,"Southeast (non-ISO)",0,16429,0,10516.88,0,2171,41262.92,24150,5089,0,0,5542,559.29999999999995]
[null,null,null,null,null,"TOTAL",{"$f":"SUM(G33:G41)","v":19397},285558.40000000002,2472.4,207561.57,6195,228002.02000000002,390079.27,72575.5,212947.44999999998,6700,943,6324.3,9543.6099999999988]
[null,null,null,null,null,"*Note: Hybrid storage capacity is estimated using storage:generator ratios from projects that provide separate capacity data"]
[]
["Wind and solar hybrid / co-located capacity in queues at end of 2021, by configuration"]
[null,"Wind Capacity in Hybrids (MW)",null,null,null,"Solar Capacity in Hybrids (MW)"]
[null,"Wind+\nStorage","Wind+\nSolar","Wind+\nSolar+\nStorage",null,"Solar+\nStorage","Solar+\nWind","Solar+\nWind+\nStorage"]
["CAISO",5468,771,0,null,70049,767,0]
["ERCOT",629,0,0,null,22080,0,0]
["SPP",620,0,0,null,7855,0,0]
["MISO",1200,400,165,null,28251,1537,365]
["PJM",0,199,0,null,31560.2,0,0]
["NYISO",0,0,0,null,1013,0,0]
["ISO-NE",0,0,0,null,1055.2,0,0]
["West (non-ISO)",3606,2231,1562,null,102548,760,1250]
["Southeast (non-ISO)",0,0,0,null,16429,0,0]
["Total",{"$f":"SUM(B48:B56)","v":11523},{"$f":"SUM(C48:C56)","v":3601},{"$f":"SUM(D48:D56)","v":1727},null,{"$f":"SUM(F48:F56)","v":280840.40000000002},{"$f":"SUM(G48:G56)","v":3064},{"$f":"SUM(H48:H56)","v":1615}]

{"sheet":"Individual_Project_Data","index":43,"n_rows":1148,"n_cols":41,"rows_kept":1148,"cut":false,"hidden":false,"merged":[]}
["EIA ID","Project Name","Solar COD","Solar COD Year","Region","State","Latitude","Longitude","Avg GHI","Solar Tech Main","Solar Tech Sub","Solar Capacity MW-DC","Solar Capacity MW-AC","ILR","Mount","Tracking Type","Tilt","Azimuth","Hybrid?","Storage Tech","Storage COD Year","Storage Capacity MW","Storage Energy MWh","2021 Energy Value ($/MWh)","2021 Capacity Value ($/MWh)","Levelized PV PPA 2021$/MWh","PV LCOE noITC 2021$/MWh","2008 Capacity Factor","2009 Capacity Factor","2010 Capacity Factor","2011 Capacity Factor","2012 Capacity Factor","2013 Capacity Factor","2014 Capacity Factor","2015 Capacity Factor","2016 Capacity Factor","2017 Capacity Factor","2018 Capacity Factor","2019 Capacity Factor","2020 Capacity Factor","2021 Capacity Factor"]
["10437ret","Solar Energy Generating Systems (SEGS) II OLD (Sunray 2)","1984-12-31",1984,"CAISO","CA",34.862960999999999,-116.82713099999999,5.8493111871999997,"CSP","Trough",null,13.8,null,"Tracking","Single Axis","Tracking",180,"PV+Fossil",null,null,null,null,null,null,null,null,8.8311092632190266E-2,7.4722056779829252E-2,8.8081530011250062E-2,9.2349943749586369E-2,9.6238879649428469E-2,7.778274104956652E-2,7.0999602938256884E-2,0.10391436701740452]
["10438ret","Solar Energy Generating Systems (SEGS) I OLD (Sunray 3)","1985-12-31",1985,"CAISO","CA",34.867849999999997,-116.82505,5.8493111871999997,"CSP","Trough",null,30,null,"Tracking","Single Axis","Tracking",180,"PV+Fossil",null,null,null,null,null,null,null,null,0.10640558591378263,7.0909436834094369E-2,8.6868340943683411E-2,9.9687975646879756E-2,9.5347601700060722E-2,8.8177321156773208E-2,2.8961187214611873E-2]
[10439,"Solar Energy Generating Systems (SEGS) III","1986-12-31",1986,"CAISO","CA",35.006210000000003,-117.55562999999999,5.9509810502000002,"CSP","Trough",null,34.200000000000003,null,"Tracking","Single Axis","Tracking",180,"PV+Fossil",null,null,null,null,26.21,11.91,null,null,0.22972389991371869,0.21018919063259361,0.2003691687361478,0.20477849875831125,0.18932948263189847,0.18967128628267774,0.18160364762743994,0.17381305241795506,0.15505997081349393,0.14725026035408154,0.14636238617853611,0.12764693316243422]
[10440,"Solar Energy Generating Systems (SEGS) IV","1986-12-31",1986,"CAISO","CA",35.012931000000002,-117.55535,5.9509810502000002,"CSP","Trough",null,34.200000000000003,null,"Tracking","Single Axis","Tracking",180,"PV+Fossil",null,null,null,null,26.21,11.91,null,null,0.23080907338169343,0.21216521135410821,0.2105663702635584,0.19254185692541853,0.20776078782262269,0.19465473043338938,0.18131659056316587,0.17729779166332876,0.16322207309408918,0.14413602499399181,0.14822158135063684,0.13974004646318991]
[10441,"Solar Energy Generating Systems (SEGS) V","1987-10-31",1987,"CAISO","CA",35.020370999999997,-117.55556,5.9509810502000002,"CSP","Trough",null,34.200000000000003,null,"Tracking","Single Axis","Tracking",180,"PV+Fossil",null,null,null,null,26.21,11.91,null,null,0.23073584081636997,0.19967155331250497,0.18133995567304864,0.20177775107479501,0.20930200044738437,0.19278885951560787,0.1881024860476915,0.17572565355550213,0.16691033138401556,0.1466461053699698,0.15815842879649653,0.13826804454057515]
[10442,"Solar Energy Generating Systems (SEGS) VI","1988-12-31",1988,"CAISO","CA",35.021811,-117.56603,5.9509810502000002,"CSP","Trough",null,35,null,"Tracking","Single Axis","Tracking",180,"PV+Fossil",null,null,null,null,26.2,11.21,null,null,0.21843611761644549,0.20466405740378343,0.20735812133072407,0.19349967384213959,0.18241608118657299,0.17136007827788649,0.16486301369863013,0.15308871493803,0.13310889929742389,0.11865622961513372,0.11174820613176778]
[10443,"Solar Energy Generating Systems (SEGS) VII","1988-12-31",1988,"CAISO","CA",35.015061000000003,-117.56565000000001,5.9509810502000002,"CSP","Trough",null,35,null,"Tracking","Single Axis","Tracking",180,"PV+Fossil",null,null,null,null,26.2,11.21,null,null,0.21202511059068435,0.19227005870841488,0.19189823874755382,0.18714285714285714,0.17612217017954723,0.15715264187866929,0.15251793868232225,0.12319308545335943,9.9141295862607337E-2,0.10633072407045009,9.1180691454664051E-2]
[10444,"Solar Energy Generating Systems (SEGS) VIII","1989-12-31",1989,"CAISO","CA",35.031830999999997,-117.33789,5.9371958904,"CSP","Trough",null,92,null,"Tracking","Single Axis","Tracking",180,"PV+Fossil",null,null,null,null,31.28,10.3,null,null,0.17528253849975162,0.1705505396430054,0.20227921336654214,0.19777786425902863,0.18790233275376719,0.18336965545869655,0.18877776048152761,0.17920947488584474,0.18221275252525251,0.16025970319634703,0.17236275425487754,0.15635377750103777,0.14819946390130817]
[10446,"Solar Energy Generating Systems (SEGS) IX","1990-10-31",1990,"CAISO","CA",35.031871000000002,-117.35617000000001,5.9371958904,"CSP","Trough",null,92,null,"Tracking","Single Axis","Tracking",180,"PV+Fossil",null,null,null,null,30.35,11.43,null,null,0.19451947756251034,0.18129410543794106,0.21261285803237859,0.20821139476961395,0.21242522561682398,0.19987806143628062,0.19183660232461602,0.18921622042341221,0.18482338756416625,0.17028331257783313,0.17845060190950601,0.16134158364466583,0.15788649817850636,0.15049424034869241]
[56481,"Alamosa Photovoltaic Solar Plant (SunE Alamosa)","2007-12-01",2007,"West (non-ISO)","CO",37.689191000000001,-105.878331,5.3721260274000002,"PV","Combo (c-Si, CPV)",8.2200000000000006,6.9,1.191304347826087,"Combo","Fixed, Single, Double",20,180,null,null,null,null,null,34.44,33.53,249.19997824485196,411.91202957070749,0.289244608114886,0.28877969690953603,0.29131096552180524,0.29443782674872604,0.28993756764604944,0.27971345377539536,0.27465091655085694,0.27124280325590622,0.26776286264882126,0.25435113493481565,0.26369863013698625,0.25671696115412607,0.23524326179351118,0.20384157236450262]
[56568,"Nellis Air Force Base","2007-12-01",2007,"West (non-ISO)","NV",36.258150999999998,-115.05282099999999,5.6199872146000001,"PV","c-Si",14.061999999999999,12,1.1718333333333333,"Tracking","Single Axis",20,180,null,null,null,null,null,25.01,16.059999999999999,null,399.30516554659903,0.30832574377656347,0.30441400304414007,0.29776284246575346,0.30559845890410958,0.3050906952034001,0.30211187214611868,0.29682267884322683,0.28945966514459665,0.18713000910746813,0.26838850837138506,0.25599315068493145,0.25184550989345506,0.23678468427443838,0.18245814307458144]
[56405,"Nevada Solar One","2007-06-01",2007,"West (non-ISO)","NV",35.800910999999999,-114.97662,5.4780166667000003,"CSP","Trough",null,68.5,null,"Tracking","Single Axis","Tracking",180,null,null,null,null,null,24.41,17.760000000000002,214.03461449230261,null,0.21823592611566484,0.21144948262808114,0.22164450221644502,0.21375029163750292,0.2142831026551261,0.18796453687964537,0.19369229743692298,0.17606905976069059,0.19425996835653411,0.19668866446688665,0.18394660533946605,0.18371662833716629,0.1784365734646936,0.15949905009499049]
[56944,"Copper Mountain Solar 1 (CM10) - Phase 1 (El Dorado Energy Solar Project)","2008-12-01",2008,"CAISO","NV",35.786510999999997,-114.99800999999999,5.6636732877,"PV","Thin-Film",12.1365,10,1.2136499999999999,"Fixed Tilt","Fixed Tilt",25,180,null,null,null,null,null,28.05,9.74,175.49141438374059,213.63826747731511,null,0.24776255707762557,0.24017123287671233,0.24748858447488584,0.24431921675774135,0.23509132420091325,0.21722602739726027,0.23389269406392693,0.21881830601092897,0.2243527397260274,0.23633675799086762,0.25755707762557084,0.24992030965391621,0.21331050228310502]
[56939,"NRG Solar Blythe I (not to be confused with 2016 NextEra plants)","2009-12-01",2009,"CAISO","CA",33.591341,-114.74439,5.6800582192000002,"PV","Thin-Film",25.2,21,1.2,"Fixed Tilt","Fixed Tilt",24,180,null,null,null,null,null,24.05,9.73,121.85618252708419,144.9712978649778,null,null,0.27988631269841185,0.27872907153729071,0.25955407667620689,0.26154883616003471,0.25415497825614286,0.24955725212002688,0.24649755128372003,0.23922727549467293,0.23892030984996798,0.23548597521200257,0.22530683493798248,0.22427701674277017]
[56929,"FPL DeSoto Next Generation Solar Energy Center","2009-10-27",2009,"Southeast (non-ISO)","FL",27.323394,-81.801587999999995,5.0437858447000004,"PV","c-Si",27.6,25,1.1040000000000001,"Tracking","Single Axis","Tracking",180,null,null,null,null,null,35.08,21.65,null,305.66224159081401,null,null,0.24356621004566209,0.2367351598173516,0.2370127504553734,0.22752054794520549,0.21653424657534245,0.22847488584474887,0.22153916211293259,0.22009132420091326,0.21407305936073062,0.20892237442922373,0.18481329690346085,0.19973515981735157]
[58569,"Paradise Solar Energy Center","2010-12-31",2010,"PJM","NJ",39.836210999999999,-75.222250000000003,4.0214910959000001,"PV","c-Si",6.1580000000000004,5.0999999999999996,1.2074509803921569,"Fixed Tilt","Fixed Tilt",25,180,null,null,null,null,null,32.340000000000003,27.45,null,290.34743974169646]
[57191,"Exelon City Solar (West Pullman Industrial Redevelopment Area)","2010-07-01",2010,"PJM","IL",41.675051000000003,-87.651010999999997,3.8952319635000001,"PV","c-Si",10,8.25,1.2121212121212122,"Tracking","Single Axis","Tracking",180,null,null,null,null,null,40.82,26.51,null,445.50384714880335,null,null,0.19572436695724366,0.19457589594575894,0.20809184743610973,0.19777224297772242,0.20101010101010097,0.19546146395461464,0.19459623557984215,0.1982565379825654,0.18958073889580737,0.19497716894977168,0.19078765800077274,0.18231631382316313]
[56930,"FPL Space Coast Next Generation Solar Energy Center","2010-04-01",2010,"Southeast (non-ISO)","FL",28.485961,-80.681420000000003,5.0192534246999996,"PV","c-Si",11,10,1.1000000000000001,"Fixed Tilt","Fixed Tilt",20,180,null,null,null,null,null,35.299999999999997,25.61,null,362.34937853976083,null,null,null,0.21509132420091323,0.21070127504553735,0.20740867579908676,0.20035388127853881,0.20184931506849316,0.20833333333333334,0.17759132420091325,0.20029680365296804,0.18897260273972602,0.16846539162112933,0.18756849315068494]
[57203,"PSEG Wyandot Solar Facility","2010-03-15",2010,"PJM","OH",40.880121000000003,-83.316109999999995,3.8374769406000002,"PV","Thin-Film",12.015000000000001,10.08,1.1919642857142858,"Fixed Tilt","Fixed Tilt",25,180,null,null,null,null,null,43.85,15.87,232.25235540770518,353.21940509454231,null,null,null,0.15931905486700013,0.17802705857692197,0.1608479198376459,0.16526464086395598,0.1651400666811626,0.16261077138809382,0.15412091396680438,0.14773365586721754,0.14168614553888528,0.13355135238673491,0.14909264695223601]
[57202,"PSEG Jacksonville Solar","2010-09-01",2010,"Southeast (non-ISO)","FL",30.320471000000001,-81.95693,4.7382465752999998,"PV","Thin-Film",15,12.6,1.1904761904761905,"Fixed Tilt","Fixed Tilt",20,180,null,null,null,null,null,null,null,212.59553231422001,332.62611796910784,null,null,null,0.20951112560701601,0.18988348223320903,0.1938555483076031,0.19069362904979342,0.18124411103863161,0.18600738716858933,0.18423389142567226,0.16008914981517719,0.1659237515401899,0.14715608465608465,0.14609154163948682]
[57197,"Blue Wing Solar Project","2010-11-01",2010,"ERCOT","TX",29.304176999999999,-98.40034,4.7898180364999998,"PV","Thin-Film",16.600000000000001,13.9,1.1942446043165469,"Fixed Tilt","Fixed Tilt",20,205,null,null,null,null,null,83.84,null,204.84112282756993,277.57856539559384,null,null,null,0.23520088039157719,0.20633493205435652,0.19454025820439541,0.19004796163069546,0.18042278505962353,0.18986450184115006,0.18555566505699547,0.17899379126835518,0.17835320784468317,0.16742343829854148,0.16298741828455043]
["nan","Davidson County Solar Farm","2010-12-20",2010,"Southeast (non-ISO)","NC",35.751561000000002,-80.290469999999999,4.4809625570999998,"PV","c-Si",22.296296296296294,17.5,1.2740740740740739,"Tracking","Single Axis","Tracking",180,null,null,null,null,null,null,null,null,304.89811966093902]
[57377,"Greater Sandhill Solar Plant 1","2010-12-01",2010,"West (non-ISO)","CO",37.686441000000002,-105.887001,5.3721260274000002,"PV","c-Si",20.350439999999999,19,1.0710757894736842,"Tracking","Single Axis",20,177,null,null,null,null,null,34.11,37.81,153.93549518683298,182.19644928134559,null,null,null,0.29357125690939684,0.29438093183779118,0.28652367219418406,0.27864695986541699,0.27429103580869985,0.28342800306777871,0.28364575823119442,0.28502162941600573,0.28138668589281424,0.28616623526028184]
[57243,"Cimarron I Solar Project","2010-12-01",2010,"West (non-ISO)","NM",36.468471000000001,-104.63500999999999,5.3614771688999996,"PV","Thin-Film",36.799999999999997,30.64,1.2010443864229763,"Fixed Tilt","Fixed Tilt",25,180,null,null,null,null,null,null,null,136.28773736505249,166.88538185951538,null,null,null,0.25326519784923157,0.25978502927230618,0.2481013865541209,0.23264348391096484,0.22646628396342261,0.23665595409645832,0.2271592629683942,0.2357097297232853,0.22991255052040485,0.23231251813170872,0.23569855264255993]
[57205,"Copper Mountain Solar 1 (CM48) - Phase 2 Expansion","2010-06-01",2010,"CAISO","NV",35.782010999999997,-114.99265,5.6636732877,"PV","Thin-Film",60.5,48,1.2604166666666667,"Fixed Tilt","Fixed Tilt",25,180,null,null,null,null,null,28.02,8.44,173.380451473486,154.677578484316,null,null,null,0.25742471484969576,0.25159653655320308,0.25675093036529673,0.24604902254566194,0.24242877520928477,0.23493890264496048,0.23650269097222143,0.23831625404299855,0.23300513698630138,0.23787093958712807,0.22437452435312025]
["nan","FPL Martin Next Generation Solar Energy Center","2010-12-01",2010,"Southeast (non-ISO)","FL",27.051161,-80.548599999999993,4.9479057078000004,"CSP","Trough",null,75,null,"Tracking","Single Axis","Tracking",180,"PV+Fossil"]
[57591,"Hatch Solar Center","2011-07-08",2011,"West (non-ISO)","NM",32.628960999999997,-107.25909,5.8412200913000003,"PV","CPV",5.8800000000000008,5.04,1.1666666666666667,"Tracking","Dual-Axis","Tracking",null,null,null,null,null,null,null,null,118.6384934897942]
[57554,"Colorado Springs Air Force Academy","2011-06-30",2011,"West (non-ISO)","CO",38.957020999999997,-104.80643999999999,4.8237440639000004,"PV","c-Si",6.0441600000000006,5.2,1.1623384615384615,"Tracking","Single Axis","Tracking",180,null,null,null,null,null,null,null,null,163.05828493105031,null,null,null,null,0.27114421325486893,0.24740955391640315,0.24793642430628723,0.24598261327713375,0.25314820652935399,0.24593870741131008,0.25902265542676489,0.24352388479100795,0.24404073840549245,0.2541491043203371]
[57565,"Stanton Solar Farm (RP Orlando) Phase 1","2011-11-05",2011,"Southeast (non-ISO)","FL",28.489691000000001,-81.181870000000004,4.8871292236999997,"PV","c-Si",5.9154200000000001,5.5,1.0755309090909091,"Tracking","Single Axis","Tracking",180,null,null,null,null,null,null,null,197.87416577478228,236.73938923356388,null,null,null,null,0.21077579069382349,0.19863013698630136,0.19300539643005396,0.1910751349107514,0.20365540652425901,0.19003735990037357,0.19393939393939394,0.17961809879618099,0.17711955621791686,0.191697799916978]
[57359,"Avenal Park Solar Project (Avenal)","2011-08-11",2011,"CAISO","CA",35.990841000000003,-120.106661,5.3520027396999996,"PV","Thin-Film",7.69,6,1.2816666666666667,"Fixed Tilt","Fixed Tilt",25,180,null,null,null,null,null,-53.55,9.2200000000000006,258.17367248864218,236.79268686146338,null,null,null,null,0.24146174863387981,0.2540525114155251,0.24332191780821918,0.24263698630136987,0.24212583485124473,0.20294901065449011,0.20066590563165906,0.19646118721461187,0.21326654523375835,0.20932267884322675]
[57571,"Los Lunas Solar (Los Morros) Phase 1+2","2011-05-01",2011,"West (non-ISO)","NM",34.833136000000003,-106.772413,5.6356009132000002,"PV","Thin-Film",8.9,7,1.2714285714285716,"Fixed Tilt","Fixed Tilt",25,180,null,null,null,null,null,26.96,31.15,null,166.91316985036832,null,null,null,null,0.26479963570127507,null,0.2654109589041096,0.24908675799086757,0.25104085349986988,0.2191454664057404,0.24417808219178086,0.24584148727984345,0.2531388238355452,0.24832028701891717]
[60489,"Hamilton Solar-Crosswicks (subunits 1,2)","2011-12-30",2011,"PJM","NJ",40.169021000000001,-74.631200000000007,4.0016723744,"PV","c-Si",8.4545999999999992,7.5,1.1272799999999998,"Fixed Tilt","Fixed Tilt",22,180,null,null,null,null,null,32.9,24.64,null,null,null,null,null,null,null,null,null,null,null,0.15859969558599696,0.14706240487062405,0.15654490106544902,0.13618700667880995,0.13954337899543381]
[57485,"Flemington Solar","2011-12-31",2011,"PJM","NJ",40.486671000000001,-74.8536,3.9719244292,"PV","c-Si",9.3640499999999989,8,1.1705062499999999,"Fixed Tilt","Fixed Tilt",25,180,null,null,null,null,null,33.200000000000003,24.81,null,270.48859806936065,null,null,null,null,0.17301343351548273,0.18182491438356166,0.17452910958904111,0.18642979452054798,0.19068761384335156,0.1783675799086758,0.16767979452054796,0.17571347031963475,0.17511953551912568,0.16896404109589039]
[57462,"BNB Napoleon Solar Phase 1","2011-12-23",2011,"PJM","OH",41.387450999999999,-84.092860000000002,3.8701515982000001,"PV","c-Si",9.7919999999999998,8.08,1.2118811881188118,"Tracking","Single Axis","Tracking",179,null,null,null,null,null,40.82,16.399999999999999,null,179.13654084692413,null,null,null,null,0.20026848996375046,0.20263969890139702,0.20179201139292013,0.18839854875898551,0.19239244621183432,0.17942718929427198,0.16548272977982734,0.17284348297843485,0.16808801781817523,0.18396231746462324]
["57777, 57779, 57781","RE Dillard 1-3","2011-12-30",2011,"West (non-ISO)","CA",38.464320999999998,-121.17956,5.0575778538999998,"PV","c-Si",12.03,8.91,1.3501683501683501,"Tracking","Single Axis","Tracking",180,null,null,null,null,null,null,null,null,208.84388656551988]
[57575,"Hondale Solar Farm (PNM - Deming Solar Energy Center) Phase 1+2","2011-08-01",2011,"West (non-ISO)","NM",34.833340999999997,-106.77197099999999,5.6356009132000002,"PV","Thin-Film",11.2,9,1.2444444444444445,"Fixed Tilt","Fixed Tilt",25,180,null,null,null,null,null,26.92,32.299999999999997,null,142.35694685118173,null,null,null,null,0.26482240437158472,null,0.26808726534753929,0.25362760020294262,0.26391418741145517,0.22371892440385591,0.25572044647387104,0.23821664129883308,0.25903157255616271,0.25404616945712838]
[57736,"SPS - Dollarhide","2011-09-01",2011,"SPP","NM",32.128481000000001,-103.13771,5.5821390410999996,"PV","c-Si",10.8864,9.9,1.0996363636363635,"Tracking","Single Axis","Tracking",181,null,null,null,null,null,52.58,21.91,135.48357211962542,null,null,null,null,null,0.25582555978730837,0.26542825515428248,0.25505050505050503,0.24519164245191635,0.24859908289659127,0.23338635851617398,0.20305797703057971,0.21943176052765087,0.24451022060311672,0.24632166412988324]
[57737,"SPS - Jal","2011-12-01",2011,"SPP","NM",32.467671000000003,-103.32561,5.5919570776,"PV","c-Si",10.7714,9.9,1.0880202020202019,"Tracking","Single Axis","Tracking",181,null,null,null,null,null,48.57,21.71,null,null,null,null,null,null,0.26608296075509186,0.26823024768230241,0.25627277339606097,0.24614870162815361,0.24859908289659127,0.23338635851617398,0.22337530556708632,0.22870255062035877,0.25166280289231108,0.25172962501729623]
[57740,"SPS - Hopi","2011-09-01",2011,"SPP","NM",32.345311000000002,-104.234871,5.6309292236999999,"PV","c-Si",10.873699999999999,9.9,1.0983535353535352,"Tracking","Single Axis","Tracking",180,null,null,null,null,null,49.27,21.93,null,null,null,null,null,null,0.28217052124155939,0.27616346109496787,0.25405885337392176,0.24501867995018675,0.24859908289659127,0.23338635851617398,0.23024768230247677,0.21436972464369716,0.25296222700594284,0.23293436649601026]
[57337,"Dover SUN Park (White Oak Solar)","2011-07-28",2011,"PJM","DE",39.186490999999997,-75.506190000000004,4.1256714611999996,"PV","c-Si",11.2,10,1.1199999999999999,"Tracking","Single Axis","Tracking",180,null,null,null,null,null,32.03,17.079999999999998,null,257.8162481900315,null,null,null,null,0.21100865209471767,0.20721461187214613,0.2031050228310502,0.1990753424657534,0.20031876138433516,0.18939965753424662,0.18451746575342465,0.19663253424657537,0.18103369763205829,0.19545662100456621]
[57948,"Oak Solar Farm","2011-12-30",2011,"PJM","NJ",39.380690999999999,-75.18956,4.1567333333000001,"PV","c-Si",12.502000000000001,10,1.2502,"Fixed Tilt","Fixed Tilt",15,182,null,null,null,null,null,34.020000000000003,21.68,null,297.69672662365775,null,null,null,null,0.19246357012750456,0.19696347031963474,0.19060502283105019,0.18174657534246574,0.1820924408014572,0.17312785388127855,0.15739726027397261,0.16696347031963471,0.15,0.1904566210045662]
[57738,"SPS - Lea","2011-12-01",2011,"SPP","NM",32.682580000000002,-103.302402,5.5677890411000002,"PV","c-Si",10.632,10.08,1.0547619047619048,"Tracking","Single Axis","Tracking",181,null,null,null,null,null,48.17,20.02,null,null,null,null,null,null,0.26459544048341865,0.25895575125027187,0.25289691599623104,0.233304794520548,0.24859908289659136,0.23338635851617406,0.214482767993042,0.20621557222584622,0.24284322866973135,0.23691744582155549]
[57739,"SPS - Monument","2011-12-01",2011,"SPP","NM",32.344870999999998,-104.23515,5.6309292236999999,"PV","c-Si",10.8355,10.08,1.0749503968253968,"Tracking","Single Axis","Tracking",180,null,null,null,null,null,49.29,21.77,null,null,null,null,null,null,0.27369839101396476,0.27533159382474454,0.26271562658548964,0.25331593824744514,0.24859908289659136,0.23338635851617406,0.23082463579038925,0.2334633434804668,0.25382098042617168,0.24902379140392841]
[58147,"Prescott Solar Plant (SunE AZ1 - Prescott)","2011-11-01",2011,"West (non-ISO)","AZ",34.683230999999999,-112.40561,5.5269963469999999,"PV","c-Si",11.751480000000001,10.4,1.12995,"Tracking","Single Axis","Tracking",180,null,null,null,null,null,26.4,22.56,null,165.84555167222214,null,null,null,null,0.29959410466582592,0.29208377239199146,0.29209474885844738,0.28070117667720401,0.2861627784783522,0.27733140147523705,0.15983930453108533,0.25760669125395147,0.27314741838307405,0.2497365648050579]
[57662,"McGraw-Hill Solar Farm","2011-12-01",2011,"PJM","NJ",40.277441000000003,-74.556950999999998,3.9866360731000001,"PV","c-Si",14.112,12,1.1759999999999999,"Fixed Tilt","Fixed Tilt",25,180,null,null,null,null,null,32.909999999999997,23.91,null,335.54281355043724,null,null,null,null,0.1789712355798421,0.17749238964992387,0.16832191780821917,0.17224124809741245,0.17039503642987253,0.16318493150684932,0.15730593607305937,0.17175608828006089,0.16666666666666666]
[57498,"Five Points Solar Station","2011-09-01",2011,"CAISO","CA",36.395530999999998,-120.1078,5.3627531962999999,"PV","c-Si",17.600000000000001,15,1.1733333333333333,"Fixed Tilt","Fixed Tilt",25,179,null,null,null,null,null,27.21,10.27,null,218.61266533500182,null,null,null,null,0.22729204614450516,0.21566210045662101,0.21536529680365296,0.19384322678843224,0.22646478445658774,0.21086757990867583,0.21840943683409436,0.19945966514459668,0.18321190042501517,0.15941400304414]
[57499,"Westside Solar Station","2011-09-13",2011,"CAISO","CA",36.378470999999998,-120.12391,5.3627531962999999,"PV","c-Si",18.48,15,1.232,"Fixed Tilt","Fixed Tilt",25,180,null,null,null,null,null,27.28,9.75,null,198.88446098794878,null,null,null,null,0.24515027322404373,0.24841704718417046,0.24430745814307461,0.21851598173515985,0.23233151183970857,0.19317351598173516,0.21847792998477933,0.21052511415525113,0.18510170006071647,0.15859969558599696]
[57790,"Bagdad Solar Project","2011-12-01",2011,"West (non-ISO)","AZ",34.587881000000003,-113.17564,5.7090787671000003,"PV","c-Si",16.593580000000003,15,1.1062386666666668,"Tracking","Single Axis","Tracking",180,null,null,null,null,null,29.19,26.93,null,248.66053181112352,null,null,null,null,0.27304189435336979,0.26140791476407915,0.26914003044140022,0.25963470319634702,0.26457194899817854,0.2597564687975647,0.26136986301369869,0.24875190258751903,0.23871432908318155,0.19797564687975647]
[57563,"Hyder Solar Plant I","2011-10-01",2011,"West (non-ISO)","AZ",33.026251000000002,-113.35328,5.8588940639000002,"PV","c-Si",21,16,1.3125,"Tracking","Single Axis","Tracking",180,null,null,null,null,null,28.15,24.71,null,184.11888783532183,null,null,null,null,null,0.29559075342465752,0.29958618721461183,0.29968607305936074,0.28926884107468126,0.27456478310502286,0.26954908675799094,0.26521832191780814,0.25861651867030966,0.28973316210045663]
[57561,"Cotton Center","2011-10-11",2011,"West (non-ISO)","AZ",33.035209999999999,-112.66059,5.8092182648000001,"PV","c-Si",21,17,1.2352941176470589,"Tracking","Single Axis","Tracking",180,null,null,null,null,null,25.82,25.78,null,198.40737150447598,null,null,null,null,0.30919854280510012,0.29316411496105299,0.29309696481332259,0.28738920225624498,0.26112316511303973,0.21886919151222134,0.24705882352941178,0.2623892022562449,0.26171247187399549,0.27440907869997316]
[57562,"APS - AZ Sun - Paloma Solar Plant","2011-10-11",2011,"West (non-ISO)","AZ",33.020640999999998,-112.66173999999999,5.8092182648000001,"PV","Thin-Film",22.5,17.600000000000001,1.2784090909090908,"Fixed Tilt","Fixed Tilt",25,190,null,null,null,null,null,24.21,23.52,null,173.23456820883476,null,null,null,null,0.27712447218082464,0.26991230801162303,0.26137660855126604,0.25462458488999573,0.24361183556880275,0.25031133250311322,0.24556999792444997,0.24955894562058942,0.25346316650107631,0.25654446865919461]
[57448,"Pilesgrove Solar Project","2011-10-31",2011,"PJM","NJ",39.612670999999999,-75.310059999999993,4.0945557077999997,"PV","c-Si",19.900079999999999,18,1.1055599999999999,"Fixed Tilt","Fixed Tilt",25,180,null,null,null,null,null,32.47,24.83,null,312.77795133029355,null,null,null,null,0.17399134790528231,0.16990981735159816,0.17239979705733127,0.17736555048198885,0.18003061121230518,0.16410451547437849,0.16266489091831557,0.16771943176052764,0.16594565877352763,0.14589675291730086]
[57669,"SMUD - Bruceville (at Grundman) (NOT RE Bruceville)","2011-12-28",2011,"West (non-ISO)","CA",38.36515,-121.41326100000001,5.0825618721000003,"PV","Thin-Film",21.902000000000001,18,1.2167777777777777,"Fixed Tilt","Fixed Tilt",20,210,null,null,null,null,null,null,null,null,208.33601245514666,null,null,null,null,0.22540983606557377,0.23854642313546423,0.22068746829020802,0.21889269406392695,0.20331790123456789,0.20263825469304922,0.21017250126839168,0.20558092338914258,0.20445633475005059,0.19092465753424656]
[57361,"Sand Drag Solar Project (Avenal)","2011-08-11",2011,"CAISO","CA",35.980590999999997,-120.102951,5.3520027396999996,"PV","Thin-Film",24.36,19,1.2821052631578946,"Fixed Tilt","Fixed Tilt",25,180,null,null,null,null,null,-53.43,9.17,258.17367248864218,222.33031009369839,null,null,null,null,0.24180927044386924,0.25426580149002642,0.2447068012496996,0.24391372266282138,0.2406648451730419,0.20389329488103822,0.21252102859889449,0.19074741648642154,0.21503211580864734,0.21055034847392454]
[57318,"Copper Crossing","2011-09-30",2011,"West (non-ISO)","AZ",33.159131000000002,-111.48137,5.7625168950000001,"PV","c-Si",25,20,1.25,"Tracking","Single Axis","Tracking",180,null,null,null,null,null,null,null,136.28306010866524,164.43641222414641,null,null,null,null,0.2908754553734062,0.30503424657534245,0.3027625570776255,0.29554223744292235,0.30848132969034608,0.30003995433789948,0.2858961187214612,0.29364726027397259,0.3010644353369763,0.2917294520547945]
[57360,"Sun City Project (Avenal)","2011-08-05",2011,"CAISO","CA",35.984951000000002,-120.10099099999999,5.3520027396999996,"PV","Thin-Film",25.64,20,1.282,"Fixed Tilt","Fixed Tilt",25,180,null,null,null,null,null,-53.43,9.17,258.17367248864218,225.91878656893138,null,null,null,null,0.24478028233151183,0.25284246575342467,0.24484589041095886,0.24369292237442922,0.2387864298724954,0.20267123287671232,0.21196347031963469,0.18498287671232877,0.21461748633879782,0.20840753424657535]
[57497,"Stroud Solar Station","2011-10-04",2011,"CAISO","CA",36.523761,-120.12336000000001,5.2963639268999998,"PV","c-Si",24.64,20,1.232,"Fixed Tilt","Fixed Tilt",25,181,null,null,null,null,null,31.35,9.85,null,181.49744574324299,null,null,null,null,0.24513319672131142,0.25646689497716896,0.24380707762557077,0.23382420091324196,0.2193704462659381,0.19835045662100456,0.21312214611872146,0.19126141552511416,0.19185450819672131,0.18263127853881275]
[57338,"NRG Solar - Roadrunner","2011-08-29",2011,"West (non-ISO)","NM",31.803160999999999,-106.67058,5.8972486301,"PV","Thin-Film",23.918399999999998,20.16,1.1864285714285714,"Tracking","Single Axis","Tracking",180,null,null,null,null,null,null,null,131.56235098674244,147.75054470491898,null,null,null,null,0.30325197260712111,0.30018925876096197,0.2912066606418065,0.28615569790987211,0.29571625538497154,0.29613001524335003,0.28081608490523269,0.29003700985721537,0.28150253346633125,0.26865555011959125]
[57699,"Webberville Project - Austin Energy PV Project","2011-12-29",2011,"ERCOT","TX",30.238790999999999,-97.508719999999997,4.7175917808000003,"PV","c-Si",34.991999999999997,30,1.1663999999999999,"Tracking","Single Axis","Tracking",182,null,null,null,null,null,106.78,null,162.33217303673203,216.59559419480448,null,null,null,null,0.24278992106860958,0.22442161339421612,0.22054794520547946,0.20444824961948249,0.1673155737704918,0.23761035007610348,0.21773211567732115,0.21492770167427699,0.21782407407407409,0.20945205479452056]
[57317,"San Luis Valley Solar Ranch","2011-11-01",2011,"West (non-ISO)","CO",37.694141000000002,-105.91996,5.3455022831000001,"PV","c-Si",35.1,30.4,1.1546052631578949,"Tracking","Single Axis","Tracking",180,null,null,null,null,null,33.72,33.72,136.04433699779426,167.70063418117857,null,null,null,null,0.29047876372111975,0.27312394857005534,0.29474960946887774,0.27703677000720989,0.28925947895695525,0.28635319033886086,0.29172299327084844,0.27343562244652736,0.28651825088677979,0.24671803652968041]
[57589,"Long Island Solar Farm","2011-11-01",2011,"NYISO","NY",40.865720000000003,-72.850241999999994,4.0036356164000004,"PV","c-Si",37.69,31.5,1.1965079365079365,"Fixed Tilt","Fixed Tilt",28,180,null,null,null,null,null,62.5,10.210000000000001,326.19412809484692,297.87373284902526,null,null,null,null,0.19050871714806142,0.18778357613974053,0.18417771979415815,0.18948684496629703,0.19410833550177811,0.17145393926215843,0.17670508081466985,0.18346742045372183,0.17525732211524561,0.18141262593317387]
[59455,"AstroSol Tech Park AZ","2012-12-19",2012,"West (non-ISO)","AZ",32.101880999999999,-110.816671,5.7976952055000002,"PV","Thin-Film",6.1,5.0999999999999996,1.196078431372549,"Fixed Tilt","Fixed Tilt",null,180,null,null,null,null,null,null,null,null,110.52244700116607]
[58030,"Reeves Station Road East","2012-01-26",2012,"PJM","NJ",39.928491000000001,-74.81626,4.027356621,"PV","c-Si",6.6920000000000002,5.5,1.2167272727272727,"Fixed Tilt","Fixed Tilt",25,180,null,null,null,null,null,32.43,26.03,null,190.88384372446527,null,null,null,null,null,0.18893731838937314,0.17974263179742631,0.18499377334993775,0.18322569961914223,0.16753839767538395,0.16712328767123288,0.17953507679535077,0.16685295578738202,0.18277293482772938]
[58356,"Lawrenceville School Solar Farm (KDC Solar TLS)","2012-06-05",2012,"PJM","NJ",40.299670999999996,-74.71978,3.9864716895000001,"PV","c-Si",6.1120000000000001,5.5,1.1112727272727272,"Tracking","Single Axis","Tracking",160,null,null,null,null,null,32.950000000000003,24.62,null,302.63611450161721,null,null,null,null,null,0.18499377334993769,0.18462328767123287,0.19103362391033626,0.19156731246895184,0.17909921129099216,0.16760066417600664,0.18107098381070985,0.17014406358668654,0.15745122457451224]
[58463,"Herbert Farm Solar (SMECO)","2012-11-18",2012,"PJM","MD",38.546021000000003,-76.800250000000005,4.1924143836000001,"PV","c-Si",6.6404799999999993,5.5,1.2073599999999998,"Fixed Tilt","Fixed Tilt",20,180,null,null,null,null,null,44.47,13.34,null,242.14833757446297,null,null,null,null,null,0.18289746782897467,0.17733499377334994,0.1757368202573682,0.18401225368438484,0.1790992112909921,0.16791199667911996,0.17691988376919884,0.15824225865209471,0.15811540058115398]
[58549,"Port Allen Solar Farm","2012-12-12",2012,"HI","HI",21.901461000000001,-159.58287000000001,5.3850440638999997,"PV","c-Si",7.2,5.7600000000000007,1.2499999999999998,"Fixed Tilt","Fixed Tilt",10,180,"PV+Storage","Lead Acid",2012,3,2.0100000000000002,null,null,199.8990633389306,214.3111113723721,null,null,null,null,null,0.23795620243531201,0.22475547945205479,0.21418767123287671,0.2028688524590164,0.21033105022831053,0.22252663622526633,0.21158675799086757,0.17455980570734672,0.23474124809741248]
["57722, 57743","SPI Palm Springs Solar (North Palm Springs 1A, 4A)","2012-06-01",2012,"CAISO","CA",33.805911000000002,-116.495891,5.7726582192000002,"PV","c-Si",7.7923999999999998,6.5,1.1988307692307691,"Tracking","Single Axis","Tracking",188,null,null,null,null,null,25.98,9.77]
[58401,"Volkswagen Solar","2012-12-20",2012,"Southeast (non-ISO)","TN",35.097161,-85.128339999999994,4.3379680365000004,"PV","c-Si",9.5760000000000005,7.6,1.2600000000000002,"Fixed Tilt","Fixed Tilt",25,181,null,null,null,null,null,38.6,5.21,null,205.60996091119969,null,null,null,null,null,0.1998017303532805,0.20954998798365781,0.19422915164623894,0.21428015051289429,0.19322278298485943,0.17468757510213892,0.18598293679403993,0.17761060780366217,0.17605443403028123]
[58042,"Black Mountain Solar Project","2012-12-15",2012,"West (non-ISO)","AZ",35.022790999999998,-114.16237,5.7839205479000002,"PV","c-Si",9.9749999999999996,9,1.1083333333333334,"Tracking","Single Axis","Tracking",180,null,null,null,null,null,28.28,30.78,140.19920807275901,155.70895633800936,null,null,null,null,null,0.28498224251648913,0.28318112633181119,0.27834855403348552,0.26123254401942925,0.26817605276509376,0.26737696600710298,0.2641806189751395,0.25975258044930177,0.25854895991882298]
[58027,"SunE CPS2 - Centennial Solar Farms","2012-05-18",2012,"ERCOT","TX",29.234110999999999,-98.428871000000001,4.7920499999999997,"PV","c-Si",11.5665,9.9,1.1683333333333332,"Tracking","Single Axis","Tracking",180,null,null,null,null,null,82.81,null,null,247.29880427675513,null,null,null,null,null,0.22697292560306251,0.22358286056916185,0.2019510170195101,0.22118958252838028,0.22093076887597429,0.1929569669295696,0.19939117199391165,0.18919845081047262,0.14134495641344949]
[58068,"SunE CPS1 - Centennial Solar Farms","2012-05-18",2012,"ERCOT","TX",29.241810999999998,-98.418049999999994,4.7920499999999997,"PV","c-Si",11.5665,9.9,1.1683333333333332,"Tracking","Single Axis","Tracking",180,null,null,null,null,null,84.34,null,null,254.09938929722102,null,null,null,null,null,0.21413910797472435,0.22191088971910883,0.20470688621373542,0.22243150999981595,0.22097689220976885,0.18742216687422164,0.19025875190258745,0.19035988298283377,0.135441169687745]
[57256,"PA Solar Park","2012-10-16",2012,"PJM","PA",40.860142000000003,-75.852205999999995,3.8493595890000001,"PV","c-Si",11.476000000000001,10,1.1476000000000002,"Fixed Tilt","Fixed Tilt",25,180,null,null,null,null,null,34.72,15.36,null,315.34798460746015,null,null,null,null,null,0.15882945205479448,0.1588356164383562,0.16605022831050228,0.17211976320582881,0.15945205479452054,0.1406849315068493,0.15336757990867581,0.15412112932604735,0.14081050228310502]
[57305,"LADWP Adelanto Solar Project","2012-07-01",2012,"West (non-ISO)","CA",34.548020999999999,-117.4401,5.9183289953999996,"PV","c-Si",11.4,10,1.1400000000000001,"Fixed Tilt","Fixed Tilt",30,180,null,null,null,null,null,null,null,null,365.97560506651962,null,null,null,null,null,0.24148401826484023,0.22759132420091324,0.2075342465753425,0.18493852459016394,0.19664383561643836,0.1784703196347032,0.14555936073059358,0.14015255009107469,9.9486301369863014E-2]
[57521,"Giffen Solar Station","2012-07-25",2012,"CAISO","CA",36.527639999999998,-120.31192299999999,5.3220723744000002,"PV","c-Si",12.91,10,1.2909999999999999,"Fixed Tilt","Fixed Tilt",25,179,null,null,null,null,null,1.68,9.26,null,221.48337135187447,null,null,null,null,null,0.27397260273972601,0.24563926940639269,0.24853881278538814,0.23540528233151184,0.2074771689497717,0.21630136986301371,0.19936073059360734,0.21671220400728597,0.11396118721461185]
[57986,"El Chaparral (SunE EPE 1)","2012-06-01",2012,"West (non-ISO)","NM",32.035409999999999,-106.33749,5.8384073058999997,"PV","c-Si",11.3,10,1.1300000000000001,"Tracking","Single Axis",38,180,null,null,null,null,null,null,null,102.48606067589452,null,null,null,null,null,null,0.30116438356164382,0.30956621004566204,0.29638127853881269,0.30256147540983608,0.31308219178082192,0.26529680365296804,0.2901369863013698,0.26058743169398907,0.27353881278538811]
[58009,"SunE CPS3 - Somerset Solar Farm","2012-08-01",2012,"ERCOT","TX",29.225860999999998,-98.672030000000007,4.7976424658000001,"PV","c-Si",12.3,10.6,1.1603773584905661,"Tracking","Single Axis","Tracking",180,null,null,null,null,null,83.69,null,null,248.08210813988944,null,null,null,null,null,0.23122899974153538,0.22346428879124677,0.20983027483415184,0.22664492903048425,0.22252735418282082,0.17686525372619977,0.19477470491944524,0.18627349898614981,0.13888170931334545]
[57764,"Naval Air Weapons Station China Lake","2012-10-23",2012,"CAISO","CA",35.634,-117.652,5.8819429224000004,"PV","c-Si",13.78,11.120000000000001,1.239208633093525,"Tracking","Single Axis","Tracking",180,null,null,null,null,null,30.06,7.69,null,170.16628994815466,null,null,null,null,null,0.2453413981143853,0.29864122400709575,0.28798536513255152,0.30123442229822711,0.29232778161032824,0.27537901185900598,0.24588548339410671,0.27120721455622399,0.25024843139187286]
[57985,"Las Cruces Centennial Solar Farm (SunE EPE 2)","2012-05-01",2012,"West (non-ISO)","NM",32.247557999999998,-106.91173000000001,5.8929127854000001,"PV","c-Si",13.692,12,1.141,"Tracking","Single Axis",38,180,null,null,null,null,null,null,null,102.50041472001405,160.52278918382032,null,null,null,null,null,0.31780821917808222,0.31294710806697107,0.29473934550989345,0.30405661809350332,0.29804033485540332,0.25408105022831051,0.27701674277016741,0.29603066180935034,0.27559931506849311]
[58228,"PSEG Milford Solar Farm","2012-11-01",2012,"PJM","DE",38.924931000000001,-75.448359999999994,4.1331461187,"PV","c-Si",15,12,1.25,"Fixed Tilt","Fixed Tilt",20,180,null,null,null,null,null,33.5,18.34,null,231.9638670872468,null,null,null,null,null,0.20121765601217653,0.19534817351598169,0.18353310502283104,0.19282217668488158,0.18951674277016742,0.17819634703196346,0.18499809741248097,0.17709282027929568,0.18789003044140029]
[58135,"Washington White Post Solar I","2012-12-21",2012,"Southeast (non-ISO)","NC",35.504443999999999,-76.848611000000005,4.4052141553000004,"PV","c-Si",14.787000000000001,12.5,1.18296,"Fixed Tilt","Fixed Tilt",25,181,null,null,null,null,null,40.549999999999997,1.92,null,177.66968872412536,null,null,null,null,null,0.20182648401826483,0.19852054794520549,0.19638356164383561,0.20497267759562843,0.20507762557077625,0.19507762557077629,0.18333333333333332,0.1802367941712204,0.18043835616438356]
[57758,"Mount St. Mary's University Solar Farm","2012-08-01",2012,"PJM","MD",39.674880999999999,-77.345179999999999,4.0358657534000004,"PV","Thin-Film",16.113600000000002,13,1.2395076923076924,"Fixed Tilt","Fixed Tilt",25,169.29000000000002,null,null,null,null,null,44.61,13.6,null,281.83748685345012,null,null,null,null,null,0.20740252897787143,0.20354759395855282,0.20359149982437658,0.19130061650553454,0.18363189322093432,0.17251492799438006,0.17643133122585178,0.18160641726215496,0.17513171759747101]
["57778, 57780, 57782","RE Kammerer 1-3","2012-02-28",2012,"West (non-ISO)","CA",38.363011,-121.38511,5.0761180364999996,"PV","c-Si",19.149999999999999,14.850000000000001,1.2895622895622894,"Tracking","Single Axis","Tracking",180,null,null,null,null,null,null,null,null,180.91375730125924]
["57783, 57784, 57785","RE Bruceville 1-3 (NOT SMUD-Bruceville at Grundman)","2012-02-28",2012,"West (non-ISO)","CA",38.347931000000003,-121.41278,5.0825618721000003,"PV","c-Si",19.149999999999999,14.850000000000001,1.2895622895622894,"Tracking","Single Axis","Tracking",180,null,null,null,null,null,null,null,null,185.46815903685251]
[58213,"SunE AZ2 - Saddle Mountain","2012-01-01",2012,"West (non-ISO)","AZ",33.381211,-113.18445,5.8609155251000002,"PV","c-Si",16.920000000000002,15,1.1280000000000001,"Tracking","Single Axis","Tracking",181,null,null,null,null,null,28.06,28.85,null,null,null,null,null,null,null,0.29815829528158294,0.28583713850837134,0.27229071537290717,0.26079993928354583,0.24146879756468798,0.26276255707762558,0.26772450532724501,0.26565725561627207,0.26076103500761028]
[58483,"Tinton Falls Solar Farm","2012-10-01",2012,"PJM","NJ",40.263140999999997,-74.083449999999999,4.0130954338000002,"PV","c-Si",19.88,15.904,1.25,"Fixed Tilt","Fixed Tilt",18,180,null,null,null,null,null,33.270000000000003,23.7,null,268.29768086589826,null,null,null,null,null,0.18917730125042495,0.17910689019964532,0.18025533337008348,0.19345638952109742,0.17881518563435406,0.17936528991299391,0.16374646279503507,0.18344212588829881,0.16644530424556467]
[57560,"Chino Valley Solar","2012-12-31",2012,"West (non-ISO)","AZ",34.724361000000002,-112.43245,5.5992618720999996,"PV","c-Si",21,19,1.1052631578947369,"Tracking","Single Axis","Tracking",180,null,null,null,null,null,26.51,27.12,null,184.5853895859847,null,null,null,null,null,0.2972782984859409,0.28292477769766883,0.27923576063446282,0.27402693893202951,0.25076904590242727,0.26783225186253307,0.26932227829848593,0.29342824273799251,0.28100216294160058]
[57883,"PSEG Queen Creek Solar Farm","2012-10-01",2012,"West (non-ISO)","AZ",33.266711000000001,-111.61336,5.8016344749000002,"PV","c-Si",25.283999999999999,19,1.330736842105263,"Tracking","Single Axis","Tracking",180,null,null,null,null,null,null,null,109.84442465716801,148.81210915805491,null,null,null,null,null,0.32012136505647676,0.31315789473684208,0.30435592405671713,0.31242809893586426,0.30754025474645513,0.29774693583273254,0.2861031002162942,0.28421292301792733,0.29178683008892098]
[57522,"Cantua Solar Station","2012-07-25",2012,"CAISO","CA",36.424571,-120.34296000000001,5.3470885844999998,"PV","c-Si",25.81,20,1.2905,"Fixed Tilt","Fixed Tilt",25,179,null,null,null,null,null,27.73,9.1199999999999992,null,138.62815666668615,null,null,null,null,null,0.27497146118721455,0.24662671232876712,0.24284817351598173,0.24932832422586518,0.22729452054794516,0.24099885844748858,0.23039383561643836,0.24116575591985423,0.230365296803653]
[57523,"Huron Solar Station","2012-08-30",2012,"CAISO","CA",36.177509999999998,-120.11206,5.3794212329000004,"PV","c-Si",26.8,20,1.34,"Fixed Tilt","Fixed Tilt",25,179,null,null,null,null,null,28.99,8.84,null,164.76406318066407,null,null,null,null,null,0.25711757990867579,0.25122146118721461,0.24420662100456622,0.24193989071038252,0.23066780821917809,0.23580479452054795,0.22797374429223743,0.21438979963570126,0.19987442922374429]
[57912,"Grand Ridge Solar Plant","2012-07-27",2012,"PJM","IL",41.146351000000003,-88.754260000000002,3.9462602740000001,"PV","Thin-Film",22.76,20,1.1380000000000001,"Fixed Tilt","Fixed Tilt",25,180,"Wind+PV+Storage","Lithium-Ion",2013,33,13.5,40.61,29.81,null,220.86800691713839,null,null,null,null,null,0.19595319634703195,0.17871575342465751,0.17204337899543382,0.1670651183970856,0.18459474885844748,0.17788812785388128,0.1734474885844749,0.17126024590163935,0.16928082191780822]
[57994,"Apple Data Center- PV1","2012-12-01",2012,"Southeast (non-ISO)","NC",35.588135000000001,-81.251981000000001,4.4911753425000001,"PV","c-Si",24.951599999999999,20,1.2475799999999999,"Tracking","Single Axis","Tracking",179,null,null,null,null,null,40.130000000000003,5.03,null,206.84116334715162,null,null,null,null,null,null,0.20033702978908458,0.21235594694498799,0.23267412611674904,0.2151554685801261,0.2060665362035225,0.18161013263752987,0.17460859571515308,0.21399217221135033]
[58002,"Alpaugh North (2nd Phase)","2012-12-28",2012,"CAISO","CA",35.909770999999999,-119.426211,5.3093230593999996,"PV","c-Si",26.53,20,1.3265,"Tracking","Single Axis","Tracking",180,null,null,null,null,null,16.72,7.69,168.54152020168095,155.77325116664662,null,null,null,null,null,0.2917279109589041,0.30553082191780823,0.28906963470319641,0.29867372495446259,0.28775114155251141,0.27744292237442919,0.2593721461187215,0.25624999999999998,0.2488299086757991]
[58408,"Maryland Solar Farm","2012-12-01",2012,"PJM","MD",39.562891,-77.718830999999994,4.0483876712000004,"PV","Thin-Film",29.05875,20,1.4529375,"Fixed Tilt","Fixed Tilt",20,180,null,null,null,null,null,44.01,14.73,229.88392283977035,205.3681038080453,null,null,null,null,null,0.22002283105022832,0.20595890410958903,0.20853881278538813,0.21597791438979963,0.20396689497716894,0.19539383561643836,0.19828196347031962,0.18565573770491803,0.18904109589041096]
[58486,"FRV Picture Rocks (FRV Tucson Solar)","2012-11-29",2012,"West (non-ISO)","AZ",32.369722000000003,-111.242778,5.7922134703000001,"PV","c-Si",25.16,20,1.258,"Tracking","Single Axis","Tracking",180,null,null,null,null,null,null,null,134.93186775377822,143.05818244743904,null,null,null,null,null,0.31959474885844746,0.3133732876712329,0.30009132420091322,0.31732695810564659,0.30487442922374436,0.29988013698630134,0.29398401826484022,0.30090505464480877,0.29214611872146118]
[58489,"Apex Solar","2012-09-01",2012,"West (non-ISO)","NV",36.392260999999998,-114.96456000000001,5.6922251142000002,"PV","c-Si",24.8,20,1.24,"Tracking","Single Axis","Tracking",190,null,null,null,null,null,24.74,18.46,132.96337202582075,187.09906159908653,null,null,null,null,null,0.30083904109589044,0.29843607305936076,0.27928082191780823,0.29731329690346081,0.29570776255707759,0.2965353881278539,0.29284246575342465,0.30183857012750454,0.28904109589041099]
[50765,"Stillwater Solar PV I- Geothermal, CSP","2012-03-05",2012,"West (non-ISO)","NV",39.543590999999999,-118.56045,5.2686705479000002,"PV","c-Si",26.2,21.8,1.201834862385321,"Fixed Tilt","Fixed Tilt",16.2,180,"PV+Geothermal+CSP",null,null,null,null,27.61,11.21,null,176.70106666222975]
[58062,"Imperial Valley Solar Company (IVSC) 1","2012-05-01",2012,"West (non-ISO)","CA",33.246831,-115.49733000000001,5.8325257990999999,"PV","c-Si",28.565999999999999,23,1.242,"Fixed Tilt","Fixed Tilt",30,180,null,null,null,null,null,null,null,116.04071153987502,187.13542796821434,null,null,null,null,null,0.27063728409767723,0.2603037522334723,0.26119714115544962,0.26203274728755838,0.25663093110978757,0.21796208060353384,0.23577526305340479,0.21216440959847949,0.16667659321024419]
[58039,"McHenry Solar Farm (K Road Modesto Solar or RET Modesto)","2012-12-01",2012,"CAISO","CA",37.736471000000002,-120.9905,5.1402089040999996,"PV","c-Si",31.2,25.8,1.2093023255813953,"Tracking","Single Axis","Tracking",180,null,null,null,null,null,41.4,8.15,163.35222453510283,167.65969159504272,null,null,null,null,null,0.29521521362075681,0.28767123287671231,0.28453860040352552,0.28360673387836943,0.27590616261371276,0.28286166861350043,0.27059219142685215,0.2699146439615368,0.27547254964426038]
[57657,"NRG Solar - Avra Valley","2012-12-14",2012,"West (non-ISO)","AZ",32.371667000000002,-111.282777,5.7922134703000001,"PV","Thin-Film",34,26.46,1.2849584278155706,"Tracking","Single Axis","Tracking",180,null,null,null,null,null,null,null,134.93186775377816,145.55765679619967,null,null,null,null,null,0.32707248297594022,0.31991944418558893,0.30643175103628456,0.32202265646189659,0.31806862775551614,0.31134270044902784,0.29502617891398059,0.28086953259344616,0.28998281199846748]
[57368,"Cogentrix - Alamosa (Alamosa Solar Generating Project)","2012-04-01",2012,"West (non-ISO)","CO",37.598761000000003,-105.95180000000001,5.3435148402000001,"PV","CPV",36.700000000000003,30,1.2233333333333334,"Tracking","Dual-Axis","Tracking",null,null,null,null,null,null,33.97,18.63,139.42781965438027,null,null,null,null,null,null,0.24958904109589042,0.24221461187214613,0.22395357686453576,0.2422890103217972,0.22543759512937595,0.22506849315068497,0.20864155251141553,0.20565042501517908,0.16722602739726028]
[57816,"McKenzie Road Solar Farm 1-6","2012-11-08",2012,"West (non-ISO)","CA",38.307051000000001,-121.29078,5.0652563927000003,"PV","c-Si",38.299999999999997,30,1.2766666666666666,"Tracking","Single Axis","Tracking",180,null,null,null,null,null,null,null,null,162.06082433029687]
[58003,"Alpaugh 50 (1st Phase)","2012-12-28",2012,"CAISO","CA",35.899721,-119.439521,5.3114335616000004,"PV","c-Si",66.25,50,1.325,"Tracking","Single Axis","Tracking",180,null,null,null,null,null,16.68,7.25,168.54152020168098,151.82636953376115,null,null,null,null,null,0.28891500000000003,0.3038757534246575,0.30267310502283107,0.30349726775956282,0.29232648401826483,0.27806392694063925,0.24791324200913242,0.29620218579234969,0.25631506849315067]
[57442,"Silver State North Solar Project","2012-04-16",2012,"West (non-ISO)","NV",35.624341000000001,-115.35256099999999,5.5147972602999999,"PV","Thin-Film",63.5,52,1.2211538461538463,"Fixed Tilt","Fixed Tilt",25,180,null,null,null,null,null,23.7,10.3,141.31089563121787,153.95940159235093,null,null,null,null,null,0.26837021426062524,0.26297857393747803,0.2630532139093783,0.25734289617486339,0.25598656480505799,0.25916315419740082,0.24955216016859855,0.25913373966652653,0.2529614506498068]
[58017,"Copper Mountain Solar 2 - Phase 1","2012-11-21",2012,"CAISO","NV",35.804620999999997,-114.967071,5.4780166667000003,"PV","Thin-Film",114.375,92,1.2432065217391304,"Fixed Tilt","Fixed Tilt",25,180,null,null,null,null,null,28.04,8.32,119.94753707389431,72.262369359273634,null,null,null,null,null,0.28158485656144511,0.27818742753623199,0.28393746818975024,0.27803901806314452,0.27879928820395783,0.27966121042618003,0.27241628614916286,0.2820036429872495,0.27185083713850838]
[57707,"Mesquite Solar 1","2012-12-31",2012,"CAISO","AZ",33.342699000000003,-112.924136,5.8711141552999999,"PV","c-Si",235.1,170,1.3829411764705881,"Fixed Tilt","Fixed Tilt",20,180,null,null,null,null,null,25.82,7.66,160.68264393215188,117.91329970957962,null,null,null,null,null,0.27800281177813602,0.27411959260005359,0.26698787127316481,0.2733890265723769,0.27784055345151693,0.27867228035186581,0.27353276927209241,0.27923899067823849,0.27193996776792911]
[58520,"Tularosa Solar Energy Center (Otero County Solar Energy Center)","2013-12-15",2013,"West (non-ISO)","NM",32.977991000000003,-105.97159000000001,5.6873579908999998,"PV","Thin-Film",9.6187500000000004,7.5,1.2825,"Fixed Tilt","Fixed Tilt",25,180,null,null,null,null,null,26.75,34.26,null,92.923696969483728,null,null,null,null,null,null,0.28121765601217658,0.27108066971080669,0.28164845173041897,0.28447488584474884,0.27348554033485539,0.26234398782343987,0.26863995142683661,0.27033485540334856]
[58882,"Mercer County Community College Solar","2013-09-17",2013,"PJM","NJ",40.256610000000002,-74.645020000000002,4.0037073058999999,"PV","Thin-Film",8.3000000000000007,7.5,1.1066666666666667,"Fixed Tilt","Fixed Tilt",30,180,null,null,null,null,null,32.78,26.01,null,372.49757096678292,null,null,null,null,null,null,0.16410958904109588,0.16866057838660575,0.16847298117789919,0.15919330289193301,0.14645357686453578,0.16480974124809741,0.154341226472374]
[58482,"Azalea Solar Power Facility","2013-12-01",2013,"Southeast (non-ISO)","GA",32.979531000000001,-82.591930000000005,4.6805134703000002,"PV","c-Si",9.6999999999999993,7.65,1.2679738562091503,"Fixed Tilt","Fixed Tilt",20,180,null,null,null,null,null,38.090000000000003,6.54,150.931290613789,197.83691483569987,null,null,null,null,null,null,0.21996896170949348,0.20149520995612852,0.21249270807290738,0.20453934998656992,0.18596114244784667,0.19400423792043447,0.18142016976796788,0.16851702629301335]
[58521,"Manzano Solar Energy Center","2013-11-01",2013,"West (non-ISO)","NM",34.746667000000002,-106.654444,5.6190511416,"PV","Thin-Film",10.26,8,1.2825,"Fixed Tilt","Fixed Tilt",25,180,null,null,null,null,null,26.96,33.53,null,103.78413837136252,null,null,null,null,null,null,0.26863584474885843,0.25796232876712327,0.26751764571949005,0.26970605022831057,0.26585331050228311,0.25771974885844751,0.26188239981785066,0.23045091324200914]
[57306,"LADWP Pine Tree Solar Project","2013-03-01",2013,"West (non-ISO)","CA",35.229061000000002,-118.19559,5.7857828766999999,"PV","c-Si",9.75,8.5,1.1470588235294117,"Fixed Tilt","Fixed Tilt",30,180,null,null,null,null,null,null,null,null,467.44876109978821,null,null,null,null,null,null,0.22394574268063389,0.1387187751813054,0.15325993785492339,0.19786462530217566,0.19689766317485902,0.17066881547139404,0.13516554162648667,0.11152296535052376]
[58227,"Highlander II (SEPV 9)","2013-04-01",2013,"CAISO","CA",34.190190999999999,-116.09159,5.7987392694000004,"PV","c-Si",10.97,8.5,1.2905882352941178,"Tracking","Single Axis","Tracking",180,null,null,null,null,null,26.86,7.16,null,114.59218053323458,null,null,null,null,null,null,0.33018772196854385,0.32327498731608323,0.30775652701882217,0.32496194824961949,0.31207508878741758,0.31104769152714351,0.26125784254199552,0.28154490106544905]
[58553,"Indy Solar III","2013-12-16",2013,"MISO","IN",39.653671000000003,-86.259870000000006,4.0385221461,"PV","c-Si",11.9,8.6,1.3837209302325582,"Fixed Tilt","Fixed Tilt",20,177,null,null,null,null,null,44.06,0.71,null,193.98408285340975,null,null,null,null,null,null,0.20020972708930665,0.19633375809705861,0.23004299572160802,0.19054635234151013,0.1822103642348944,0.17882552829988327,0.17400823908162838,0.14775140702983972]
[59454,"Valencia Solar","2013-06-28",2013,"West (non-ISO)","AZ",32.145521000000002,-110.87951,5.7976952055000002,"PV","c-Si",12.6936,9,1.4104000000000001,"Tracking","Single Axis","Tracking",180,null,null,null,null,null,null,null,141.40556445491134,82.951247695676997,null,null,null,null,null,null,0.31887366818873669,0.2945712836123795,0.29791540174053838,0.33496955859969557,0.31610857432775241,0.31300101471334352,0.33875986642380079,0.34081684424150177]
[59097,"Berry Plastics Solar Plant","2013-08-01",2013,"PJM","NJ",40.695081000000002,-75.146450000000002,3.9320136986000001,"PV","c-Si",13.06,9.8000000000000007,1.3326530612244898,"Fixed Tilt","Fixed Tilt",25,180,null,null,null,null,null,34.74,21.39,null,259.33483467572688,null,null,null,null,null,null,0.18481502189917062,0.19702264467430805,0.18771374670086607,0.18559547106513832,0.17344609076507311,0.18320752958717731,0.18619196312404734,0.12735299599291769]
[58488,"Bryan Solar, LLC","2013-06-30",2013,"ERCOT","TX",29.591570999999998,-104.330411,5.8602310502000003,"PV","c-Si",12.2148,9.9990000000000006,1.2216021602160216,"Tracking","Single Axis","Tracking",178,null,null,null,null,null,94.6,null,null,151.68307334222914,null,null,null,null,null,null,0.29876275298762744,0.28324750283247496,0.29174137814510043,0.26934200269341996,0.27898908612322409,0.27614633609479661,0.27283010632575094]
[58206,"West Gates Solar Station","2013-06-24",2013,"CAISO","CA",36.141931,-120.13271,5.3794212329000004,"PV","c-Si",12.9,10,1.29,"Fixed Tilt","Fixed Tilt",25,180,null,null,null,null,null,2.08,8.9600000000000009,null,168.83387286059323,null,null,null,null,null,null,0.26718036529680361,0.25283105022831054,0.25547586520947174,0.24606164383561649,0.24770547945205484,0.20619863013698631,0.21632513661202182,0.21339041095890407]
[58391,"IND Airport Solar Farm (INDY I)","2013-10-01",2013,"MISO","IN",39.695475000000002,-86.315308000000002,4.0498899543000002,"PV","c-Si",12.568519999999999,10,1.2568519999999999,"Fixed Tilt","Fixed Tilt",30,180,null,null,null,null,null,43.92,0.7,null,213.90035878645403,null,null,null,null,null,null,0.17800228310502286,0.18150684931506852,0.18316256830601094,0.17811643835616436,0.15059360730593604,0.16570776255707761,0.14651639344262296,0.1688812785388128]
[58552,"Indy Solar I","2013-12-16",2013,"MISO","IN",39.662160999999998,-85.984210000000004,4.0303196346999997,"PV","c-Si",13.9,10.1,1.3762376237623763,"Fixed Tilt","Fixed Tilt",20,180,null,null,null,null,null,44.55,0.69,101.92062170727571,172.70043667675694,null,null,null,null,null,null,0.19783896197838968,0.19814412948144136,0.20077007700770086,0.18263709932637107,0.17432976174329767,0.16741263167412637,0.16430638965535901,0.16994439169944398]
[58556,"Indy Solar II","2013-12-16",2013,"MISO","IN",39.662160999999998,-85.984210000000004,4.0303196346999997,"PV","c-Si",13.9,10.1,1.3762376237623763,"Fixed Tilt","Fixed Tilt",20,180,null,null,null,null,null,44.54,0.73,null,173.86613561694614,null,null,null,null,null,null,0.19809891948098926,0.20151227451512282,0.19587819437681472,0.18739545187395459,0.17819521678195221,0.17403589674035902,0.15079171851611395,0.16382973913829746]
[58234,"Highlander I (SEPV 8)","2013-04-01",2013,"CAISO","CA",34.173141000000001,-116.15367999999999,5.8315438355999998,"PV","c-Si",14.638999999999999,12,1.2199166666666665,"Tracking","Single Axis","Tracking",180,null,null,null,null,null,26.9,7.55,null,107.88912586733585,null,null,null,null,null,null,0.31454528158295281,0.324781202435312,0.31416021554341228,0.31367009132420093,0.32388698630136986,0.3101503044140031,0.26365171523983,0.28315258751902583]
[58383,"Hyder II","2013-01-26",2013,"West (non-ISO)","AZ",33.026390999999997,-113.35424999999999,5.8588940639000002,"PV","c-Si",21,14,1.5,"Tracking","Single Axis","Tracking",180,null,null,null,null,null,28.53,26.13,null,144.91400617106223,null,null,null,null,null,null,0.34916014350945856,0.35735485975211995,0.30171740827478533,0.29680365296803651,0.30220156555772992,0.2988095238095238,0.31898907103825136,0.31041258969341168]
[58262,"PSEG Badger I","2013-12-19",2013,"West (non-ISO)","AZ",33.498421,-112.81325,5.8128221461000003,"PV","c-Si",19.3,14.8,1.3040540540540539,"Tracking","Single Axis","Tracking",180,null,null,null,null,null,31.59,28.86,78.329911175824208,114.76840795864868,null,null,null,null,null,null,0.30500761035007612,0.30217656012176564,0.31376745598057071,0.30493911719939121,0.30782343987823446,0.29662100456621004,0.29732088646023075,0.28845509893455101]
[58501,"Gillespie 1","2013-12-01",2013,"West (non-ISO)","AZ",33.020681000000003,-112.661681,5.8092182648000001,"PV","c-Si",20.2,15,1.3466666666666667,"Tracking","Single Axis","Tracking",190,null,null,null,null,null,25.87,29.47,87.30673861314709,110.98168703285434,null,null,null,null,null,null,0.33980974124809743,0.32562404870624051,0.33497267759562843,0.32329528158295279,0.31654490106544908,0.3291476407914764,0.30613236187006676,0.30380517503805177]
[58892,"Camilla Solar Plant (SDD Solar Project 1)","2013-12-01",2013,"Southeast (non-ISO)","GA",31.185590999999999,-84.132480000000001,4.7725954338000003,"PV","c-Si",20.248000000000001,16,1.2655000000000001,"Fixed Tilt","Fixed Tilt",30,180,null,null,null,null,null,38.6,6.91,null,165.68719686118132,null,null,null,null,null,null,0.22839611872146121,0.20745576484018269,0.22533868397085607,0.21409817351598176,0.19614012557077626,0.19660388127853881,0.17921789617486342,0.18619434931506848]
[57891,"Guernsey Solar Station","2013-06-01",2013,"CAISO","CA",36.163471000000001,-119.65024,5.3007287670999998,"PV","c-Si",25.5,20,1.2749999999999999,"Tracking","Single Axis","Tracking",180,null,null,null,null,null,31.82,7.93,null,179.63764351292568,null,null,null,null,null,null,0.2644520547945205,0.26345319634703201,0.2613957194899818,0.25157534246575342,0.2495262557077626,0.2459075342465753,0.23805783242258652,0.22182648401826485]
[57892,"Gates Solar Station","2013-06-01",2013,"CAISO","CA",36.177210000000002,-120.11144,5.3794212329000004,"PV","c-Si",27.7,20,1.385,"Fixed Tilt","Fixed Tilt",25,179,null,null,null,null,null,29.45,8.4700000000000006,null,198.7804350873227,null,null,null,null,null,null,0.27195205479452056,0.24673515981735156,0.2488444899817851,0.24188356164383562,0.24720890410958904,0.18969748858447488,0.17657103825136611,0.15118721461187215]
[58148,"RE Kansas South","2013-06-07",2013,"CAISO","CA",36.226111000000003,-119.83416699999999,5.3183070776000001,"PV","c-Si",27,20,1.35,"Tracking","Single Axis","Tracking",180,null,null,null,null,null,31.76,7.46,null,137.01727970890349,null,null,null,null,null,null,0.30290525114155253,0.30012557077625573,0.30198087431693987,0.26408105022831052,0.28019977168949761,0.27977168949771686,0.23701047358834243,0.28937785388127851]
[58149,"TA-High Desert (Antelope Project)","2013-06-01",2013,"CAISO","CA",34.708888999999999,-118.304722,5.7811771690000002,"PV","c-Si",25.63,20,1.2814999999999999,"Tracking","Single Axis","Tracking",180,null,null,null,null,null,30.79,7.14,null,121.16355982606409,null,null,null,null,null,null,0.32952625570776262,0.3265525114155251,0.31803278688524594,0.31535958904109596,0.32050228310502282,0.28436073059360728,0.2830999544626594,0.29150684931506854]
[58373,"White River Solar Phase 1","2013-06-17",2013,"CAISO","CA",35.875821000000002,-119.45849,5.3114335616000004,"PV","c-Si",26.795000000000002,20,1.33975,"Tracking","Single Axis","Tracking",180,null,null,null,null,null,16.97,7.47,172.11700926435711,124.65124149174963,null,null,null,null,null,null,0.30638127853881275,0.30232305936073062,0.3017304189435337,0.29622146118721454,0.29609018264840181,0.2694634703196348,0.28096539162112932,0.27501712328767125]
[58374,"Corcoran 1","2013-07-29",2013,"CAISO","CA",36.142240999999999,-119.57283099999999,5.29148379,"PV","c-Si",26,20,1.3,"Tracking","Single Axis","Tracking",180,null,null,null,null,null,32.08,7.8,null,120.54599807263023,null,null,null,null,null,null,0.29239726027397261,0.29920091324200915,0.29131944444444446,0.29050228310502285,0.28850456621004561,0.25512557077625564,0.28238274134790531,0.27707762557077625]
[58621,"Sol Orchard Imperial 1 (Grupo T-Solar El Centro Project)","2013-12-11",2013,"West (non-ISO)","CA",32.803421,-115.54585,5.8721294521000003,"PV","c-Si",25.2,20,1.26,"Tracking","Single Axis","Tracking",180,null,null,null,null,null,null,null,null,121.79970712831039,null,null,null,null,null,null,0.2986415525114155,0.29560502283105022,0.29187158469945351,0.2798173515981735,0.27544520547945206,0.26658675799086762,0.23479622040072864]
[58701,"Apple Data Center- PV2","2013-10-31",2013,"Southeast (non-ISO)","NC",35.739831000000002,-81.212440000000001,4.4550100456999999,"PV","c-Si",25.056000000000001,20,1.2528000000000001,"Tracking","Single Axis","Tracking",179,null,null,null,null,null,40.26,5.42,null,196.6484100389967,null,null,null,null,null,null,0.22723744292237447,0.21831050228310503,0.24552026411657563,0.22641552511415522,0.21253424657534248,0.22794520547945205,0.20348360655737704,0.2146175799086758]
[58366,"Atwell Island","2013-03-22",2013,"CAISO","CA",35.815430999999997,-119.45104000000001,5.3114335616000004,"PV","Thin-Film",23.5,20.2,1.1633663366336635,"Fixed Tilt","Fixed Tilt",18,180,null,null,null,null,null,15.15,10.19,null,199.32513716803615,null,null,null,null,null,null,0.23749378362493795,0.23347574483475753,0.23250532020415163,0.21510353090103537,0.22479542474795433,0.21244744337447449,0.18492781655214707,0.20076630950766317]
[57455,"Borrego Solar Project (NRG)","2013-02-12",2013,"CAISO","CA",33.291361000000002,-116.35381,5.8405652968000004,"PV","c-Si",33,26,1.2692307692307692,"Tracking","Single Axis","Tracking",180,null,null,null,null,null,26.75,7.06,137.74637208473538,128.7095977366763,null,null,null,null,null,null,0.32112111959957862,0.3148642623814541,0.31124758608308761,0.30305912232174204,0.29988130005268598,0.29136810677906566,0.28533960347484943,0.30917632595714789]
[58490,"Spectrum Nevada Solar Project","2013-10-01",2013,"West (non-ISO)","NV",36.236921000000002,-114.87512,5.6686463470000001,"PV","c-Si",37.6,30,1.2533333333333334,"Tracking","Single Axis","Tracking",180,null,null,null,null,null,24.01,18.28,116.20458769616205,122.57764343423391,null,null,null,null,null,null,0.31670091324200911,0.31582191780821917,0.31059881602914391,0.31665525114155257,0.31686834094368344,0.31150304414003044,0.32178961748633877,0.31118340943683415]
[57997,"APS - AZ Sun - Foothills Solar Plant Phase I+II","2013-03-31",2013,"West (non-ISO)","AZ",32.639431000000002,-114.4316,5.8991789953999998,"PV","c-Si",52,37.44,1.3888888888888891,"Tracking","Single Axis","Tracking",180,null,null,null,null,null,29.86,24.31,null,123.81637388876739,null,null,null,null,null,null,0.34581052667525275,0.33789222573469152,0.29468825895567702,0.29144957655231629,0.28363494223939428,0.29121175311243813,0.29745832554917256,0.3179485959879797]
[58537,"OCI Alamo 1 Solar","2013-12-31",2013,"ERCOT","TX",29.271667000000001,-98.444720000000004,4.7920499999999997,"PV","c-Si",49.46,40.700000000000003,1.2152334152334152,"Tracking","Single Axis","Tracking",180,"PV+Storage","Lithium-ion",2016,1,0.25,85.26,null,null,152.7597771602891,null,null,null,null,null,null,0.22478827899769549,0.20365633379332007,0.20843403015534157,0.19951364814378511,0.17777085927770855,0.15721169488292777,0.25110990274924694]
[57295,"Alpine Solar Project","2013-01-24",2013,"CAISO","CA",34.794361000000002,-118.51049,5.6237353881000001,"PV","Thin-Film",86.4,66,1.3090909090909091,"Fixed Tilt","Fixed Tilt",25,180,null,null,null,null,null,21.34,7.88,144.02271780387858,149.11812898388519,null,null,null,null,null,null,0.28962815656565699,0.28849770323093976,0.28481768090743481,0.28181865988653709,0.28283046336654288,0.26798637055486374,0.26907911077993046,0.28306178220561784]
[57708,"Catalina Solar Project 1 (Phase 1+2)","2013-08-22",2013,"CAISO","CA",34.929571000000003,-118.33254100000001,5.8249045661999999,"PV","Thin-Film",143,110,1.3,"Fixed Tilt","Fixed Tilt",20,180,"Wind+PV",null,null,null,null,29.48,7.99,121.68532982030329,117.16399029405945,null,null,null,null,null,null,0.29886156081361559,0.2904659609796596,0.27877959927140256,0.27938978829389788,0.27530095475300953,0.25646118721461192,0.25944278854114922,0.2595755500207555]
[57680,"Arlington Valley Solar Project II","2013-11-13",2013,"West (non-ISO)","AZ",33.304951000000003,-112.83365000000001,5.8517682647999996,"PV","c-Si",174.9,129,1.3558139534883722,"Tracking","Single Axis","Tracking",180,null,null,null,null,null,28.06,26.88,113.02424103595345,138.68904219224197,null,null,null,null,null,null,0.3231071466496761,0.31588527839722486,0.32158187543242822,0.3167923259353651,0.29655941382605927,0.3082988212806626,0.31922205278095478,0.31263495097518673]
[57490,"(Tenaska) Imperial Solar Energy Center South (CSolar IV South)","2013-11-18",2013,"CAISO","CA",32.662210999999999,-115.65951099999999,5.6630150685,"PV","Thin-Film",172.3,130,1.3253846153846154,"Fixed Tilt","Fixed Tilt",25,180,null,null,null,null,null,27.33,7.9,133.79530404356763,158.97373306409267,null,null,null,null,null,null,0.28432384966631541,0.28077010888654724,0.25762838027182289,0.24644274675096592,0.24101949420442567,0.24719090270460134,0.21280650133109152,0.25566824727783632]
[58467,"Campo Verde","2013-08-01",2013,"CAISO","CA",32.747070999999998,-115.708781,5.7881271689,"PV","Thin-Film",201.1,147.4,1.364314789687924,"Fixed Tilt","Fixed Tilt",25,180,null,null,null,null,null,27.66,7.71,null,123.24855352692745,null,null,null,null,null,null,0.30493167110147501,0.30299021057126901,0.2967519427081286,0.28869452383298838,0.26815725501790355,0.27580072927959004,0.27463029576338926,0.28384990637626883]
[56812,"Solana Generating Station (Abengoa, Arlington Valley Solar Energy Project)","2013-10-08",2013,"West (non-ISO)","AZ",32.921560999999997,-112.97705000000001,5.8138990868000002,"CSP","Trough",null,250,null,"Tracking","Single Axis","Tracking",180,"CSP+Storage","Molten Salt",2013,280,1680,28.01,23.99,138.10969181574038,null,null,null,null,null,null,null,0.2756013698630137,0.32823881278538813,0.29311020036429875,0.33057808219178081,0.35434383561643834,0.36148036529680366,0.35323497267759563,0.31715479452054796]
[57439,"California Valley Solar Ranch  (CVSR, High Plains Ranch II)","2013-11-01",2013,"CAISO","CA",35.322971000000003,-119.90856100000001,5.5339874429,"PV","c-Si",314.89999999999998,250,1.2595999999999998,"Tracking","Single Axis","Tracking",180,null,null,null,null,null,29.2,7.02,134.54144057182694,134.97468754267092,null,null,null,null,null,null,0.3110276221461194,0.30691527858447593,0.30600592363388013,0.29517465296803619,0.30668869863013742,0.26702968036529678,0.2930596539162113,0.31536347031963469]
[59630,"KDC CentraState Medical (KDC Solar Middlesex 3)","2014-10-31",2014,"PJM","NJ",40.235191,-74.321160000000006,4.0024881279000004,"PV","c-Si",6.31,5.34,1.1816479400749063,"Fixed Tilt","Fixed Tilt",15,180,null,null,null,null,null,33.03,23.25,null,171.71737517468321,null,null,null,null,null,null,null,0.18162228720948131,0.18078494777702733,0.1689668735997811,0.16075795666375939,0.17082670634309854,0.15415754214335908,0.15355377695688613]
[58545,"NRG Community Solar 1","2014-06-30",2014,"West (non-ISO)","CA",32.983161000000003,-115.48184999999999,5.8990940638999998,"PV","c-Si",7.4999999999999991,6,1.2499999999999998,"Tracking","Single Axis","Tracking",181,null,null,null,null,null,null,null,null,151.35378029814669,null,null,null,null,null,null,null,0.27545662100456619,0.26474385245901638,0.25958904109589043,0.22317351598173515,0.26402207001522071,0.26961900425015178,0.25934170471841705]
[59044,"Rio Rico","2014-03-31",2014,"West (non-ISO)","AZ",31.496490999999999,-111.00718999999999,5.7151303653000003,"PV","c-Si",7.18,6,1.1966666666666665,"Fixed Tilt","Fixed Tilt",25,180,null,null,null,null,null,null,null,null,129.40149010767448,null,null,null,null,null,null,null,0.1955669710806697,0.2267569823922283,0.21421232876712329,0.21407914764079147,0.21447869101978692,0.22607392228293868,0.18700532724505328]
[59558,"Sandoval Solar Energy Center","2014-12-31",2014,"West (non-ISO)","NM",35.283751000000002,-106.81253,5.5845785387999998,"PV","Thin-Film",7.37,6.08,1.212171052631579,"Tracking","Single Axis","Tracking",180,null,null,null,null,null,27.32,32.07,null,81.907282444185569,null,null,null,null,null,null,null,0.28833588680605621,0.30413775644712876,0.30705509492910354,0.30583468517183365,0.28773506969478491,0.28395303062985333,0.2676640230713771]
[58682,"Dartmouth Solar","2014-04-11",2014,"ISO-NE","MA",41.676110999999999,-70.996943999999999,3.8899625571000001,"PV","c-Si",7.4584900000000012,6.25,1.1933584000000002,"Fixed Tilt","Fixed Tilt",25,180,null,null,null,null,null,39.08,7.53,null,221.92335869453504,null,null,null,null,null,null,null,0.17360712328767125,0.17262295081967213,0.16069406392694063,0.15075799086757991,0.16368949771689498,0.16812386156648451,0.16836529680365295]
[57959,"Desert Green Solar Farm","2014-12-09",2014,"CAISO","CA",33.265421000000003,-116.32762099999999,5.8405652968000004,"PV","CPV",8.8613999999999997,6.3,1.4065714285714286,"Tracking","Dual-Axis","Tracking",null,null,null,null,null,null,29.02,5.75,null,null,null,null,null,null,null,null,null,0.28022396173081104,0.25640052620926934,0.24347684279191129,0.24434659708632311,0.28045952018554759,0.24685936912712864,0.21877944480684205]
[58757,"Summer North Solar 6.5 (American Solar Greenworks)","2014-12-31",2014,"CAISO","CA",34.723909999999997,-118.29234099999999,5.8113525114,"PV","c-Si",9.2010000000000005,6.49,1.4177195685670263,"Fixed Tilt","Fixed Tilt",25,193,null,null,null,null,null,29.79,7.72,null,102.10421418579796,null,null,null,null,null,null,null,0.25240798981221541,0.29018652768305447,0.27706833836390365,0.28573991599299237,0.25233763218439326,0.245122803472345,0.25478255975121539]
[59186,"West Pemberton Solar Facility","2014-07-31",2014,"PJM","NJ",40.006081000000002,-74.730490000000003,4.0069723744000001,"PV","c-Si",9.1898999999999997,7,1.3128428571428572,"Fixed Tilt","Fixed Tilt",20,180,null,null,null,null,null,32.57,24.69,null,146.63326240611116,null,null,null,null,null,null,null,0.19719504240052185,0.20337301587301587,0.18855185909980429,0.18398564905414219,0.17865296803652969,0.17052107728337237,0.1884703196347032]
[59366,"G&S Wantage Solar","2014-01-31",2014,"PJM","NJ",41.188370999999997,-74.590389999999999,3.8892929224000001,"PV","c-Si",8.4459999999999997,7,1.2065714285714286,"Fixed Tilt","Fixed Tilt",10,180,null,null,null,null,null,34.57,21.54,null,238.03678263803445,null,null,null,null,null,null,null,0.15490867579908674,0.16814663023679421,0.15076647097195042,0.13993803000652316,0.15174494455316373,0.15887652875357794,0.1401174168297456]
[59619,"Cibola Solar Energy Center","2014-12-31",2014,"West (non-ISO)","NM",35.254280999999999,-107.24519100000001,5.484536758,"PV","Thin-Film",9.42,7.6,1.2394736842105263,"Tracking","Single Axis","Tracking",180,null,null,null,null,null,27.52,31.41,null,68.591472855806984,null,null,null,null,null,null,null,null,0.28685528712491615,0.30015320836337428,0.29557197788993034,0.29692381639029086,0.30763169878247532,0.29986782023552044]
[59631,"KDC Solar Branchburg  (ImClone)","2014-06-30",2014,"PJM","NJ",40.559291000000002,-74.713430000000002,3.9596132420000001,"PV","c-Si",9.9499999999999993,7.726,1.2878591768055914,"Fixed Tilt","Fixed Tilt",20,180,null,null,null,null,null,33.15,23.53,null,226.86277025670697,null,null,null,null,null,null,null,0.18732876712328764,0.19327755009107467,0.17799657534246574,0.16767979452054796,0.17611301369863014,0.18823998178506376,0.15916095890410958]
[58770,"Maywood Superfund Project (HQC Maywood)","2014-04-01",2014,"MISO","IN",39.737690999999998,-86.218220000000002,4.0079869862999997,"PV","c-Si",10.86,7.8920000000000003,1.3760770400405473,"Fixed Tilt","Fixed Tilt",20,180,null,null,null,null,null,43.43,0.66,null,229.49069949853137,null,null,null,null,null,null,null,0.15799769490866422,0.19197823278189988,0.16800262447146061,0.16256101201841294,0.15780676113838182,0.15054095498704273,0.13910682339436267]
[58564,"Frenchtown III Solar","2014-02-19",2014,"PJM","NJ",40.483181000000002,-75.015649999999994,3.9552988584,"PV","c-Si",9.9779999999999998,8,1.24725,"Fixed Tilt","Fixed Tilt",25,180,null,null,null,null,null,33.11,23.08,null,148.64369321113804,null,null,null,null,null,null,null,0.19327910958904113,0.19374715391621128,0.18053652968036527,0.16853595890410961,0.17654109589041095,0.1832735655737705,0.17920947488584474]
[58721,"Orion Solar Phase II","2014-06-30",2014,"CAISO","CA",35.147810999999997,-118.88466,5.3860926941000002,"PV","c-Si",9.454545454545455,8,1.1818181818181819,"Tracking","Single Axis","Tracking",180,null,null,null,null,null,31.78,8.34,null,129.03515181496286,null,null,null,null,null,null,null,0.2935216894977169,0.27988387978142076,0.24646118721461188,0.25081335616438355,0.2596318493150685,0.23867258652094722,0.26295662100456624]
[59319,"Rock Solid Solar Project (Howell Solar)","2014-11-30",2014,"PJM","NJ",40.230141000000003,-74.225830000000002,4.0066308219,"PV","c-Si",9.9360999999999997,8,1.2420125,"Fixed Tilt","Fixed Tilt",20,180,null,null,null,null,null,32.82,23.54,null,154.76199697906242,null,null,null,null,null,null,null,0.19365011415525116,0.1772825591985428,0.18271974885844749,0.17023401826484022,0.19069634703196345,0.17628642987249546,0.18330479452054796]
[58615,"Indianapolis Motor Speedway (IMS) Solar Farm","2014-07-31",2014,"MISO","IN",39.797790999999997,-86.223510000000005,4.0079869862999997,"PV","c-Si",11.20392,8.8204999999999991,1.2702137067059691,"Fixed Tilt","Fixed Tilt",26,180,null,null,null,null,null,43.43,0.75,null,130.88805158973361,null,null,null,null,null,null,null,0.18477929984779301,0.17892380085003035,0.17860223236935571,0.16953323186199895,0.16178335870116692,0.15735681036227486,0.155416032470827]
[59618,"Meadow Lake Solar Energy Center","2014-12-31",2014,"West (non-ISO)","NM",34.809911,-106.51749,5.6456440638999998,"PV","Thin-Film",11.37,9.1199999999999992,1.2467105263157896,"Tracking","Single Axis","Tracking",180,null,null,null,null,null,27.63,34.65,null,67.032144593104761,null,null,null,null,null,null,null,null,0.30742698047486666,0.31034707201794448,0.31077265080509503,0.29725426580149011,0.31125920733071299,0.30679223744292239]
[58398,"Heber Solar PV Project (Imperial Solar 1)","2014-05-31",2014,"West (non-ISO)","CA",32.712651000000001,-115.54043,5.8901109589000002,"PV","c-Si",13.127000000000001,10,1.3127,"Tracking","Single Axis","Tracking",180,null,null,null,null,null,null,null,null,112.677976961781,null,null,null,null,null,null,null,0.30210045662100454,0.2951388888888889,0.29835616438356166,0.29278538812785393,0.29702054794520538,0.279337431693989,0.29235159817351603]
[58417,"Lone Valley Solar Park I (Agincourt)","2014-11-30",2014,"CAISO","CA",34.397761000000003,-116.86548000000001,5.7028573059000003,"PV","c-Si",12.4,10,1.24,"Tracking","Single Axis","Tracking",180,null,null,null,null,null,30.86,7.28,91.466407850140229,89.40486061578325,null,null,null,null,null,null,null,0.28619863013698632,0.26131602914389795,0.27198630136986301,0.27529680365296805,0.27184931506849319,0.26145264116575589,0.25847031963470318]
[58502,"RE Columbia 3","2014-02-28",2014,"CAISO","CA",35.018821000000003,-118.17665,5.8443696346999996,"PV","c-Si",11.058,10,1.1057999999999999,"Tracking","Single Axis","Tracking",180,null,null,null,null,null,29.77,8.14,null,98.659261474366062,null,null,null,null,null,null,0.30349315068493149,0.29445205479452052,0.30111566484517305,0.28820776255707764,0.2874429223744292,0.26118721461187216,0.26161202185792348,0.25968036529680366]
[59407,"PSEG El Paso Solar Energy Center (Newman)","2014-10-30",2014,"West (non-ISO)","TX",31.978332999999999,-106.42749999999999,5.7401369862999996,"PV","c-Si",13.047929999999999,10.416,1.252681451612903,"Tracking","Single Axis","Tracking",177,null,null,null,null,null,null,null,49.293654473752362,76.258263016452688,null,null,null,null,null,null,null,0.29827662395050802,0.30830388445406948,0.30138915191942139,0.28852257503384321,0.29583263191857967,0.31382336338378108,0.28510317811024827]
[58640,"KRS II Koloa Solar (Grove Farm/ Kauai Solar Farm)","2014-09-30",2014,"HI","HI",21.901841000000001,-159.45128,4.7876168950000002,"PV","c-Si",14.257,12,1.1880833333333334,"Fixed Tilt","Fixed Tilt",20,180,null,null,null,null,null,null,null,154.78841152389455,194.26123049216307,null,null,null,null,null,null,null,0.20534246575342463,0.2137124316939891,0.20750570776255708,0.17596080669710806,0.16862633181126332,0.19946303885853067,0.19559550989345509]
[58718,"Orion Solar Phase I","2014-04-30",2014,"CAISO","CA",35.147120999999999,-118.886191,5.3860926941000002,"PV","c-Si",15.684697365775186,12,1.3070581138145989,"Tracking","Single Axis","Tracking",180,null,null,null,null,null,31.81,7.55,null,135.84533455638467,null,null,null,null,null,null,null,0.2918949771689498,0.28998747723132967,0.26757039573820396,0.24384512937595126,0.25833333333333336,0.2458352307225258,0.27478120243531201]
[59779,"Davis-Monthan Air Force Base Phase I+II","2014-02-20",2014,"West (non-ISO)","AZ",32.145881000000003,-110.879541,5.7976952055000002,"PV","c-Si",16.53,12.6,1.3119047619047621,"Tracking","Single Axis","Tracking",180,null,null,null,null,null,null,null,null,112.57152359509718]
[8223,"Springerville Generating Station Solar System Phase 1-3 (Ph3: White Mountain Solar )","2014-12-31",2014,"West (non-ISO)","AZ",34.296030999999999,-109.26772099999999,5.4530627854000002,"PV","Combo (c-Si, Thin-Film, CPV)",16.61,13.624000000000001,1.2191720493247209,"Combo","Fixed, Single","Tracking",180,"PV+Fossil",null,null,null,null,null,null,null,221.70051811320286]
["58275, 58276, 58279","Warren Solar Farm (Mass Midstate 1-3, Ecos Energy LLC)","2014-04-01",2014,"ISO-NE","MA",42.199320999999998,-72.22439,3.8116696346999999,"PV","c-Si",17.2,14,1.2285714285714284,"Fixed Tilt","Fixed Tilt",25,180,null,null,null,null,null,38.729999999999997,6.31,null,243.82232811325187]
[58990,"RE Columbia 2","2014-12-31",2014,"CAISO","CA",35.020350999999998,-118.17667,5.8443696346999996,"PV","c-Si",19.95,15,1.3299999999999998,"Tracking","Single Axis","Tracking",180,null,null,null,null,null,30.04,6.87,67.145887159794512,98.441750104155219,null,null,null,null,null,null,null,0.32831811263318111,0.33576199149969643,0.32015220700152214,0.31263318112633182,0.31943683409436835,0.32342137219186401,0.31592085235920853]
[59184,"Mulberry Farm","2014-12-31",2014,"Southeast (non-ISO)","TN",35.131943999999997,-88.586667000000006,4.3718141553000001,"PV","c-Si",20,15.84,1.2626262626262625,"Fixed Tilt","Fixed Tilt",25,179,null,null,null,null,null,38.590000000000003,5.62,null,114.53740873199121,null,null,null,null,null,null,null,0.19719166551358336,0.1964444651432356,0.18451495549098287,0.18365014298233476,0.16603679488953466,0.17173528315946349,0.18403210184032104]
[59188,"Selmer Farm","2014-11-30",2014,"Southeast (non-ISO)","TN",35.148651000000001,-88.555989999999994,4.3718141553000001,"PV","c-Si",20,15.84,1.2626262626262625,"Fixed Tilt","Fixed Tilt",25,178,null,null,null,null,null,38.44,5.84,null,112.17910572831967,null,null,null,null,null,null,null,0.19668719155020523,0.19976489623006016,0.19825106083667732,0.18479601955629354,0.18679950186799504,0.17574567395264118,0.18571848623218487]
[59404,"Searchlight Solar PV Generating Facility","2014-12-31",2014,"West (non-ISO)","NV",35.486361000000002,-114.93603,5.7400509132000002,"PV","c-Si",21.472000000000001,17.494,1.2273922487710074,"Tracking","Single Axis","Tracking",180,null,null,null,null,null,21.64,17.399999999999999,null,133.7678312800829,null,null,null,null,null,null,null,0.31576383918713419,0.31642386679336121,0.31282088627385879,0.32095805319814802,0.31316020678714113,0.29483176433325153,0.31009327137862791]
[58202,"RE Victor Phelan Solar One","2014-02-28",2014,"CAISO","CA",34.512309999999999,-117.477791,5.9183289953999996,"PV","c-Si",22.4,17.5,1.28,"Tracking","Single Axis","Tracking",180,null,null,null,null,null,31.19,7.18,null,147.06244630889975,null,null,null,null,null,null,0.33521200260926287,0.3111089367253751,0.32332812906583402,0.30802348336594915,0.30784735812133074,0.28374429223744291,0.28693728857663287,0.29683626875407698]
[58972,"Fort Huachuca Solar PV Project","2014-12-31",2014,"West (non-ISO)","AZ",31.555841000000001,-110.32008,5.5542616438000003,"PV","c-Si",22.2,17.7,1.2542372881355932,"Fixed Tilt","Fixed Tilt",25,169,null,null,null,null,null,null,null,null,97.367622399314229,null,null,null,null,null,null,null,0.24795192049422515,0.2616471793635487,0.23630136986301378,0.23210277842272278,0.24060960193999437,0.25705442869933015,0.25839073343136504]
[58616,"Westlands Solar Farms PV1","2014-02-28",2014,"CAISO","CA",36.127591000000002,-120.142241,5.3794212329000004,"PV","c-Si",23.099999999999998,18,1.2833333333333332,"Tracking","Single Axis","Tracking",179,null,null,null,null,null,30.52,7.6,null,101.41223062171446,null,null,null,null,null,null,null,0.28996067985794011,0.28735326856911558,0.27443556570268901,0.27899543378995428,0.27177828513444946,0.26921422788909122,0.25820649416539831]
[58590,"Cascade Solar","2014-01-31",2014,"CAISO","CA",34.157221999999997,-116.234444,5.9317593607000001,"PV","c-Si",23.919,18.5,1.292918918918919,"Tracking","Single Axis","Tracking",181,null,null,null,null,null,26.84,7.04,null,96.178214495818679,null,null,null,null,null,null,0.33817252332737746,0.34722429025213425,0.33838698819988916,0.34177089537423078,0.34142346634901732,0.31907633512011119,0.32961650174764934,0.31885721337776135]
[58984,"RE Adams East","2014-12-31",2014,"CAISO","CA",36.613781000000003,-120.38355,5.3066899543000003,"PV","Thin-Film",24.87,19,1.3089473684210526,"Tracking","Single Axis","Tracking",179,null,null,null,null,null,29.12,7.55,null,106.89288146111289,null,null,null,null,null,null,null,0.30669310261956267,0.29887474834627553,0.30261355443403026,0.30641672674837778,0.29733838019706799,0.26048557185313009,0.26913001682287918]
[58991,"RE Kent South","2014-12-31",2014,"CAISO","CA",36.231831,-119.91383999999999,5.3587312784999996,"PV","Thin-Film",26.6,19.405999999999999,1.3707100896629909,"Tracking","Single Axis","Tracking",180,null,null,null,null,null,31.32,7.25,null,109.05284604908336,null,null,null,null,null,null,null,0.30696347031963472,0.30440573770491797,0.30342465753424658,0.29674657534246579,0.29349315068493148,0.27456739526411655,0.27880136986301368]
[57651,"Adobe Solar (FRV Cygnus Solar Project)","2014-05-31",2014,"CAISO","CA",35.104160999999998,-118.953931,5.4025652967999998,"PV","c-Si",26,19.568000000000001,1.328699918233851,"Tracking","Single Axis","Tracking",180,null,null,null,null,null,29.02,7.38,null,169.55500073293473,null,null,null,null,null,null,null,0.28577625570776255,0.28621357012750459,0.28319634703196345,0.28688356164383561,0.27261986301369873,0.25614754098360654,0.2675513698630137]
[58943,"Halifax (HXO) Airport Solar One","2014-12-31",2014,"PJM","NC",36.439499099999999,-77.709844000000004,4.4025239726000001,"PV","c-Si",29.702999999999999,19.646000000000001,1.5119108215412806,"Fixed Tilt","Fixed Tilt",20,180,null,null,null,null,null,41.16,13.07,null,138.77017873338551,null,null,null,null,null,null,null,0.15961187214611872,0.17131716757741347,9.7522831050228284E-2,0.1912728310502283,0.21128995433789949,0.20673952641165755,0.20762557077625565]
[58986,"RE Old River One","2014-12-31",2014,"CAISO","CA",35.219211000000001,-119.08114999999999,5.3936634702999999,"PV","Thin-Film",26.15,19.649999999999999,1.3307888040712468,"Tracking","Single Axis","Tracking",180,null,null,null,null,null,29.85,7.35,null,117.0451106745961,null,null,null,null,null,null,null,0.29014840182648399,0.29080145719489986,0.29176369863013701,0.28515410958904103,0.28321347031963473,0.26817509107468129,0.256986301369863]
[59443,"Antelope West Solar Farm","2014-11-30",2014,"CAISO","CA",34.688591000000002,-118.325891,5.6208550227999998,"PV","c-Si",28.3413,19.7,1.4386446700507616,"Tracking","Single Axis","Tracking",180,null,null,null,null,null,31.12,6.47,null,121.01360914791181,null,null,null,null,null,null,null,0.35667237442922373,0.35307377049180327,0.33756849315068493,0.22189497716894976,0.32990867579908678,0.32967896174863393,0.326912100456621]
[59183,"CID Solar","2014-12-15",2014,"CAISO","CA",36.137481000000001,-119.56249,5.29148379,"PV","Thin-Film",27.23,19.760000000000002,1.3780364372469636,"Tracking","Single Axis","Tracking",180,null,null,null,null,null,32.19,7.3,106.69657818195031,128.51081749506744,null,null,null,null,null,null,null,0.29574991218826824,0.29371584699453546,0.28797857393747794,0.28746268001404973,0.25708530909729532,0.27071379781420762,0.28092465753424661]
[58844,"Dogwood Solar Power (Scotland Neck SE1 Solar)","2014-01-31",2014,"PJM","NC",36.122250999999999,-77.405779999999993,4.4319378995000003,"PV","c-Si",27.806000000000001,19.79,1.4050530570995454,"Tracking","Single Axis","Tracking",181,null,null,null,null,null,40.67,10.84,null,125.8629090652969,null,null,null,null,null,null,null,0.21984589041095889,0.2335097905282332,0.23958333333333334,0.20024543378995432,0.2007648401826484,0.21140141165755919,0.21513698630136988]
[58626,"Western Antelope Blue Sky Ranch A (WABSRA)","2014-11-14",2014,"CAISO","CA",34.677670999999997,-118.31866100000001,5.6208550227999998,"PV","c-Si",23.922000000000001,19.945,1.1993983454499875,"Tracking","Single Axis","Tracking",180,null,null,null,null,null,30.65,7.47,82.407081509694152,82.20584849473606,null,null,null,null,null,null,null,0.29842912758945539,0.297961927175872,0.30177165286730284,0.30454182792634077,0.29438261154247231,0.25939959661382089,0.28516777301963958]
[59530,"Colonial Eagle Solar (Pasquotank), (Capital Partners, Phase I)","2014-12-08",2014,"PJM","NC",36.272221000000002,-76.307160999999994,4.4491212328999996,"PV","c-Si",28.015000000000001,19.946000000000002,1.4045422641131053,"Tracking","Single Axis","Tracking",181,null,null,null,null,null,42,11.42,null,110.59519069719036,null,null,null,null,null,null,null,0.2481986752359224,0.25885007918465464,0.25813990010471188,0.25096871141122118,0.20357476602351465,0.21431955533127051,0.24406079061868868]
[58498,"Recurrent Rosamond Solar 1","2014-02-28",2014,"CAISO","CA",34.903761000000003,-118.25094,5.8357687215,"PV","c-Si",26.2,20,1.31,"Tracking","Single Axis","Tracking",180,null,null,null,null,null,29.82,6.94,102.40472189325315,88.535699361445566,null,null,null,null,null,null,0.33972602739726027,0.33300799086757987,0.33707877959927135,0.3291780821917808,0.34127283105022826,0.32650114155251148,0.32506830601092901,0.33906392694063925]
[58499,"Recurrent Rosamond Solar 2","2014-02-28",2014,"CAISO","CA",34.903461,-118.24294999999999,5.8357687215,"PV","c-Si",20.95,20,1.0474999999999999,"Tracking","Single Axis","Tracking",180,null,null,null,null,null,29.74,8.65,152.14346650927337,94.17643428356746,null,null,null,null,null,null,0.29159817351598172,0.28175799086757986,0.28535974499089262,0.28281963470319632,0.2800970319634703,0.25523972602739725,0.25090505464480872,0.2539326484018265]
[58544,"Mountain View Solar","2014-01-31",2014,"West (non-ISO)","NV",36.390555999999997,-114.964444,5.6922251142000002,"PV","c-Si",25.007850000000001,20,1.2503925,"Tracking","Single Axis","Tracking",190,null,null,null,null,null,24.99,16.13,119.51495043776096,96.768795631267793,null,null,null,null,null,null,0.30392694063926945,0.30437214611872143,0.3023565573770492,0.30534246575342472,0.31035958904109595,0.30339041095890412,0.3137636612021858,0.30481735159817352]
[58973,"White River Solar Phase 2","2014-10-31",2014,"CAISO","CA",35.845230999999998,-119.06272,5.3359831050000004,"PV","c-Si",26,20,1.3,"Tracking","Single Axis","Tracking",180,null,null,null,null,null,16.739999999999998,7.57,88.725598762206502,89.491261322602398,null,null,null,null,null,null,null,0.30281963470319628,0.30097336065573771,0.29210616438356168,0.28361301369863012,0.28483447488584474,0.28089708561020038,0.28556506849315066]
[58985,"RE Kansas Solar","2014-12-31",2014,"CAISO","CA",36.244290999999997,-119.82814999999999,5.3183070776000001,"PV","Thin-Film",27.8,20,1.3900000000000001,"Tracking","Single Axis","Tracking",180,null,null,null,null,null,32.159999999999997,7.17,91.6202358527093,107.01470258754682,null,null,null,null,null,null,null,0.28529680365296806,0.30589139344262301,0.30471461187214616,0.2999543378995434,0.28335045662100455,0.25632969034608377,0.26916666666666672]
[59237,"Lone Valley Solar Park II (Marathon)","2014-11-30",2014,"CAISO","CA",34.407291000000001,-116.86243,5.887906621,"PV","c-Si",24.8,20,1.24,"Tracking","Single Axis","Tracking",180,null,null,null,null,null,30.87,7.25,90.990652432940351,84.630626205811325,null,null,null,null,null,null,null,0.30354452054794523,0.25594831511839711,0.28876141552511414,0.29299086757990866,0.26323059360730594,0.2619877049180328,0.27724315068493149]
[59168,"Avalon Solar (Pima Mine Road Solar Generating Facility)","2014-12-08",2014,"West (non-ISO)","AZ",32.030931000000002,-110.958651,5.7775589041000002,"PV","c-Si",35.1,29,1.210344827586207,"Tracking","Single Axis","Tracking",180,null,null,null,null,null,null,null,108.03982415251301,151.59441938715062,null,null,null,null,null,null,null,0.29627224059203278,0.31312417561710948,0.30793575814832308,0.30337348449063145,0.29111557235081087,0.29346460649456696,0.28314832309872462]
[58628,"SR Simon Solar Farm","2014-01-01",2014,"Southeast (non-ISO)","GA",33.675480999999998,-83.673760000000001,4.5645682648000001,"PV","c-Si",38.6,30,1.2866666666666666,"Fixed Tilt","Fixed Tilt",20,180,null,null,null,null,null,37.520000000000003,7.01,116.41484740571465,152.53634811416882,null,null,null,null,null,null,0.22743531202435313,0.21199010654490105,0.23147768670309654,0.21429984779299852,0.17316971080669705,0.20833713850837138,0.18981481481481483,0.19304414003044137]
[59020,"APS Gila Bend Solar Power Plant","2014-12-31",2014,"West (non-ISO)","AZ",32.948731000000002,-112.76985000000001,5.8028424658000004,"PV","c-Si",51.03,37.119999999999997,1.374730603448276,"Tracking","Single Axis","Tracking",180,null,null,null,null,null,25.89,22,null,102.07931705031127,null,null,null,null,null,null,null,0.32229791568256971,0.31581409282551354,0.30813922020154311,0.29588721264367818,0.29143109844906318,0.2221356129483073,0.2953613358132578]
[58717,"OCI Alamo 4 Solar","2014-08-31",2014,"ERCOT","TX",29.322610999999998,-100.38459,4.9138586758000002,"PV","c-Si",48.1,39.6,1.2146464646464645,"Tracking","Dual-Axis","Tracking",180,null,null,null,null,null,62.46,null,null,184.55323659787507,null,null,null,null,null,null,null,0.22463819127346515,0.22564557229857771,0.21751764217517638,0.18677067478437337,0.20309545223928779,0.22999519328071236,0.2214179465891794]
[58983,"RE Columbia 1 (Camelot Solar)","2014-12-31",2014,"CAISO","CA",35.017091000000001,-118.17636,5.8443696346999996,"PV","c-Si",59.1,45,1.3133333333333335,"Tracking","Single Axis","Tracking",180,null,null,null,null,null,29.61,6.63,81.509618665683689,96.035389089324525,null,null,null,null,null,null,null,0.32728817858954845,0.33335610200364296,0.32168949771689492,0.33030441400304417,0.31376966007102991,0.31358024691358022,0.29428970065956361]
[59010,"Macho Springs Solar Facility","2014-05-31",2014,"West (non-ISO)","NM",32.571340999999997,-107.488221,5.8230972603,"PV","Thin-Film",65.134799999999998,52.2,1.2477931034482759,"Tracking","Single Axis","Tracking",180,"PV+Wind",null,null,null,null,null,null,56.706892696487976,83.518315509090854,null,null,null,null,null,null,null,0.29703108871743727,0.31346832276029557,0.31092872513514919,0.30580486012701402,0.30370545320946823,0.31198312501308539,0.30389133819695929]
[57650,"Regulus Solar Project","2014-11-30",2014,"CAISO","CA",35.299560999999997,-118.8509,5.3805716895,"PV","c-Si",81.599999999999994,60,1.3599999999999999,"Tracking","Single Axis","Tracking",180,null,null,null,null,null,29.16,6.91,136.42546094316356,129.3657711938807,null,null,null,null,null,null,null,0.31586187214611872,0.28647161505768065,0.29374619482496195,0.30927511415525122,0.29960996955859964,0.28249468731026106,0.29965182648401828]
[58592,"Solar Gen 2 - First Solar (Sonora, Arkansas, and Alhambra)","2014-12-31",2014,"CAISO","CA",33.082870999999997,-115.46742,5.9011614154999998,"PV","Thin-Film",194.7,155.1,1.2553191489361701,"Tracking","Single Axis","Tracking",180,null,null,null,null,null,26.37,7.08,109.47745085135146,149.87479271134151,null,null,null,null,null,null,null,0.30897028217176131,0.30709959729841141,0.29824108175900654,0.29727170421792987,0.27967742125422101,0.29000034057585505,0.28320070421498578]
[58430,"Centinela Solar Energy (phase I+II)","2014-08-31",2014,"CAISO","CA",32.687080999999999,-115.646871,5.6630150685,"PV","c-Si",215.9,170,1.27,"Tracking","Single Axis","Tracking",180,null,null,null,null,null,28.91,6.97,136.46539196527621,115.90602247432268,null,null,null,null,null,null,null,0.34236569970453934,0.32463034394085505,0.31399274778404512,0.3080848777867311,0.32481668009669623,0.33416037179899288,0.33685535858178889]
[56917,"Mount Signal Solar Farm I (formerly known as Imperial Valley Solar I LLC)","2014-03-31",2014,"CAISO","CA",32.673341000000001,-115.586991,5.8522068492999999,"PV","Thin-Film",265.77999999999997,206.72,1.2857004643962846,"Tracking","Single Axis","Tracking",180,null,null,null,null,null,29.08,6.9,90.011837661183449,164.79730391145154,null,null,null,null,null,null,null,0.30762241851519367,0.30555179684559952,0.30613651574645773,0.28169621340350531,0.27934686521342861,0.23543818812867276,0.21209520285256783]
[57378,"Antelope Valley Solar Ranch 1 (First Solar)/ AV Solar Ranch One","2014-08-31",2014,"CAISO","CA",34.784131000000002,-118.432451,5.7207748858,"PV","Thin-Film",283.7,241.5,1.1747412008281573,"Fixed Tilt","Fixed Tilt",25,180,null,null,null,null,null,29.16,6.89,149.35757364506364,170.43043675684532,null,null,null,null,null,null,0.27207354339790313,0.29278954782230543,0.28957883145338598,0.28737296387683525,0.28656276884388854,0.27209790408122747,0.26876081865390489,0.28063142271004093]
[58542,"Desert Sunlight 250","2014-10-31",2014,"CAISO","CA",33.812460999999999,-115.374211,5.7074497717000003,"PV","Thin-Film",333.62,249.7,1.3360832999599521,"Fixed Tilt","Fixed Tilt",22.5,191,null,null,null,null,null,25.87,7.85,149.48674745606854,132.94036555181054,null,null,null,null,null,null,null,0.28067516636402046,0.28437677125118449,0.28262270889450913,0.28340904062043409,0.27600792183496919,0.27841333096984144,0.26881161503393114]
[57331,"Mojave Solar (Abengoa)","2014-12-31",2014,"CAISO","CA",35.010171,-117.31892000000001,5.9371958904,"CSP","Trough",null,250,null,"Tracking","Single Axis","Tracking",180,null,null,null,null,null,30.39,7.75,207.98585677614219,null,null,null,null,null,null,null,null,0.22995302100456619,0.28456541347905284,0.27124657534246577,0.27633789954337901,0.23492420091324201,0.25428688524590165,0.26848264840182651]
[57394,"Genesis Solar Energy Project","2014-03-31",2014,"CAISO","CA",33.664910999999996,-114.99567999999999,5.8585641552999999,"CSP","Trough",null,250,null,"Tracking","Single Axis","Tracking",181,null,null,null,null,null,27.02,7.93,200.77291600950076,null,null,null,null,null,null,null,0.28731150740188777,0.28376894977168948,0.28357059776867033,0.28668082191780819,0.28453972602739724,0.28175479452054797,0.27738114754098359,0.24593926940639269]
[57373,"Agua Caliente Solar Project","2014-02-28",2014,"CAISO","AZ",32.977981,-113.49459,5.8554977169000004,"PV","Thin-Film",398.59999999999997,290,1.3744827586206896,"Fixed Tilt","Fixed Tilt",15,195,null,null,null,null,null,24.95,6.95,206.09133891297768,150.3177107908221,null,null,null,null,null,null,null,0.29118804286726502,0.29188421836725131,0.27945538698630096,0.2863042355928202,0.2819111163596284,0.28448315118397088,0.27828727759407967]
[57993,"Desert Sunlight 300","2014-10-31",2014,"CAISO","CA",33.823151000000003,-115.39679,5.7074497717000003,"PV","Thin-Film",407.06,313.7,1.2976091807459356,"Fixed Tilt","Fixed Tilt",22.5,191,null,null,null,null,null,25.82,8.02,145.3820442773563,137.84973891986928,null,null,null,null,null,null,null,0.24483954218540538,0.26221350088519835,0.2557950984202399,0.26379797468133337,0.2530072648882174,0.23895926345928181,0.25340027627244727]
["57073, 57074, 57075","Ivanpah Solar Energy Generating System 1-3","2014-02-28",2014,"CAISO","CA",35.556668000000002,-115.47039599999999,5.7195168949999999,"CSP","Tower",null,370,null,"Tracking","Dual-Axis","Tracking",null,null,null,null,null,null,28.59,7.27,160.95511603599167,null,null,null,null,null,null,null,0.12689855019803059,0.19515582040381285,0.20249470945485643,0.20799238157528191,0.23057816455312913,0.22391416251831933,0.2463536910611529,0.21368439858047794]
[57695,"Topaz Solar Farm Phase 1-3","2014-10-31",2014,"CAISO","CA",35.372340999999999,-120.05654,5.4923541095999999,"PV","Thin-Film",757.90000000000009,585.90000000000009,1.2935654548557773,"Fixed Tilt","Fixed Tilt",25,180,null,null,null,null,null,27.74,7.63,154.96573713905039,118.81855948929395,null,null,null,null,null,null,null,0.2535491586530032,0.24594360924345063,0.24111755633334658,0.26024961792379675,0.24466164921312955,0.24923824632973232,0.25344219290308551]
[60238,"McDonald Solar Farm","2015-12-26",2015,"MISO","IN",39.595151000000001,-87.474091000000001,4.0697605023000003,"PV","Thin-Film",7.1400000000000006,5.2,1.3730769230769231,"Fixed Tilt","Fixed Tilt",20,180,null,null,null,null,null,43.79,0.73,null,171.17556535014356,null,null,null,null,null,null,null,null,0.20780790248003359,0.20034246575342463,0.1984764664559184,0.12985159817351596,0.19160711783662598,0.190595363540569]
[60239,"Pastime Farm","2015-12-26",2015,"MISO","IN",39.521180999999999,-87.180411000000007,4.0474342466,"PV","Thin-Film",6.93,5.2,1.3326923076923076,"Fixed Tilt","Fixed Tilt",20,180,null,null,null,null,null,44.66,0.86,null,163.82886180094368,null,null,null,null,null,null,null,null,0.21279949558638084,0.20462328767123281,0.19985950122936419,0.19158324552160166,0.1959200294241277,0.19586406743940984]
[59204,"OCI Alamo 3 Solar (Walzem Solar, Texas 3)","2015-01-01",2015,"ERCOT","TX",29.479590999999999,-98.299121,4.7654947489000001,"PV","c-Si",6.7473000000000001,5.5,1.2267818181818182,"Tracking","Dual-Axis","Tracking",null,null,null,null,null,null,85.55,null,null,131.26773248022434,null,null,null,null,null,null,null,null,0.24875807252856433,0.24254877542548772,0.21921959319219597,0.22432544624325451,0.22333995694651432,0.22195931921959322]
[59556,"Dalton phase 3 (Dalton 2 in EIA) (Looper Bridge Solar Facility in Ventyx)","2015-05-13",2015,"Southeast (non-ISO)","GA",34.712741000000001,-84.918441000000001,4.3715703196,"PV","c-Si",7.1,5.5,1.2909090909090908,"Fixed Tilt","Fixed Tilt",22,180,null,null,null,null,null,37.770000000000003,7.38,null,80.91124426207773,null,null,null,null,null,null,null,null,0.22915631727107136,0.21799501867995019,0.19850560398505601,0.20649647156496473,0.18560606060606064,0.21892901618929012]
[59611,"Lakeland Bluebird Facility (Sutton or Bella Vista)","2015-08-01",2015,"Southeast (non-ISO)","FL",28.066831000000001,-82.017431000000002,4.9721349315000003,"PV","c-Si",7.6890000000000001,6,1.2815000000000001,"Tracking","Single Axis","Tracking",180,null,null,null,null,null,null,null,101.90544891640184,119.11664010852932,null,null,null,null,null,null,null,null,0.20182528840315728,0.21598173515981736,0.20273972602739726,0.21044520547945206,0.1835724043715847,0.17176560121765602]
[60734,"Bordentown Solar","2015-12-30",2015,"PJM","NJ",40.038611000000003,-74.776640999999998,4.0069723744000001,"PV","c-Si",8.5,6.8,1.25,"Fixed Tilt","Fixed Tilt",19,195,null,null,null,null,null,32.94,26.75,null,null,null,null,null,null,null,null,null,null,null,0.18145648670427073,0.17400282030620468,0.17977773301101266,0.17587123647273115,0.16599516518936341]
[59440,"NextEra Adelanto Solar Phase 2","2015-07-03",2015,"CAISO","CA",34.553970999999997,-117.369651,5.9188707763000004,"PV","c-Si",8.5490570286317773,7,1.221293861233111,"Tracking","Single Axis","Tracking",180,null,null,null,null,null,30.81,7.31,77.215429817813444,86.970018411630207,null,null,null,null,null,null,null,null,0.31076665040333074,0.30272341813437703,0.30745270711024136,0.29815720808871493,0.26680002602133751,0.28237116764514025]
[60035,"Tequesquite Landfill Solar PV Project (RPU Project, SSC 31)","2015-10-30",2015,"CAISO","CA",33.974860999999997,-117.407201,5.4522308218999997,"PV","c-Si",9.3960000000000008,7.5,1.2528000000000001,"Fixed Tilt","Fixed Tilt",7.5,180,null,null,null,null,null,33.46,9.76,82.328036473913585,156.84685802194704,null,null,null,null,null,null,null,null,0.23325743776563446,0.2235007610350076,0.22602739726027396,0.22050228310502282,0.21117182756527017,0.12681887366818873]
[59001,"PSEG Parkland Landfill Solar","2015-01-01",2015,"PJM","NJ",40.127271,-74.711160000000007,3.9679479452000002,"PV","c-Si",10.14,7.8,1.3,"Fixed Tilt","Fixed Tilt",15,180,null,null,null,null,null,32.81,25.09,null,148.84105896554399,null,null,null,null,null,null,null,null,0.17130505347718461,0.17351598173515981,0.16807165437302427,0.18661456503922261,0.17965356592405771,0.18384849549233109]
[58877,"PSEG Kinsley Landfill Solar","2015-01-01",2015,"PJM","NJ",39.793680999999999,-75.106261000000003,4.0834452055000003,"PV","c-Si",11.18,8.6,1.3,"Fixed Tilt","Fixed Tilt",10,180,null,null,null,null,null,32.42,21.14,null,160.99099336764007,null,null,null,null,null,null,null,null,0.19750497733723055,0.18076351279600728,0.17225496442603808,0.19065254327280459,0.13454695641123401,0.17590527768928535]
[60196,"Santa Fe Solar Energy Center","2015-12-31",2015,"West (non-ISO)","NM",35.561940999999997,-106.08501099999999,5.5176280821999999,"PV","c-Si",11.6,9.5,1.2210526315789474,"Tracking","Single Axis","Tracking",180,null,null,null,null,null,27.17,29.32,null,66.628606055245712,null,null,null,null,null,null,null,null,0.26587815166331125,0.25993751502042783,0.28955779860610431,0.28697428502763761,0.26348144952545299,0.27238644556596975]
[59273,"SEPV Palmdale East Solar","2015-10-27",2015,"CAISO","CA",34.613056,-117.938889,5.8909061643999996,"PV","c-Si",11.497,9.98,1.1520040080160321,"Tracking","Single Axis","Tracking",180,null,null,null,null,null,30.59,7.67,null,89.186620564482425,null,null,null,null,null,null,null,null,0.31160063752276868,0.30148401826484017,0.30843607305936077,0.29659817351598172,0.28000910746812385,0.29486301369863011]
["58418, 58419","Victor Dry Farm Ranch A+B","2015-08-25",2015,"CAISO","CA",34.497751000000001,-117.47107099999999,5.8946315067999997,"PV","c-Si",11,10,1.1000000000000001,"Fixed Tilt","Fixed Tilt",15,192,null,null,null,null,null,30.39,8.98,null,101.68607831791007]
["59424, 59823","IND Airport Solar Farm Phase 2 (INDY II + III)","2015-09-30",2015,"MISO","IN",39.694721999999999,-86.321667000000005,4.0498899543000002,"PV","c-Si",13.2,10,1.3199999999999998,"Tracking","Single Axis","Tracking",180,null,null,null,null,null,42.92,0.72,null,160.94054656062369]
[59601,"PSEG L&D Landfill Solar","2015-12-30",2015,"PJM","NJ",39.981440999999997,-74.765220999999997,4.0293312784999999,"PV","c-Si",12.93,10,1.2929999999999999,"Fixed Tilt","Fixed Tilt",20,180,null,null,null,null,null,32.54,25.62,null,184.1515066534316,null,null,null,null,null,null,null,null,0.189674408014572,0.18938356164383563,0.17982876712328766,0.19073059360730593,0.18461976320582876,0.19288812785388124]
[60195,"South Valley Solar Energy Center","2015-12-31",2015,"West (non-ISO)","NM",34.985610999999999,-106.729851,5.6095006849000004,"PV","c-Si",12.4,10,1.24,"Tracking","Single Axis","Tracking",180,null,null,null,null,null,27.43,31.54,null,69.263482676692888,null,null,null,null,null,null,null,null,0.28147768670309647,0.21689497716894976,0.28827625570776255,0.27591324200913248,0.30038706739526411,0.26329908675799091]
[60198,"Rio Communities Solar Energy Center","2015-12-31",2015,"West (non-ISO)","NM",34.637891000000003,-106.701571,5.6543541095999998,"PV","c-Si",12.4,10,1.24,"Tracking","Single Axis","Tracking",180,null,null,null,null,null,27.95,30.18,null,68.300556496711579,null,null,null,null,null,null,null,null,0.26855646630236796,0.27512557077625571,0.26843607305936074,0.27554794520547943,0.27978142076502738,0.26994292237442918]
[64190,"Waipio Peninsula","2015-10-31",2015,"HI","HI",21.366375999999999,-157.98520600000001,5.7239705478999996,"PV","c-Si",14.3,10.199999999999999,1.4019607843137256,"Fixed Tilt","Fixed Tilt",10,180,null,null,null,null,null,null,null,null,null,null,null,null,null,null,null,null,null,null,null,null,null,0.24080973671137607,0.25763802407638026]
[59811,"PSEG Waldorf Solar Center (Rockfish Solar)","2015-08-01",2015,"PJM","MD",38.589720999999997,-76.876510999999994,4.1924143836000001,"PV","c-Si",13.09,10.3,1.2708737864077668,"Tracking","Single Axis","Tracking",180,null,null,null,null,null,44.06,12.13,65.831037070508998,94.630968255268897,null,null,null,null,null,null,null,null,0.22401718924080852,0.22307931019195806,0.20852728642993301,0.22469743316930441,0.20308327585901986,0.21645165580529321]
[60197,"Santolina Solar Energy Center","2015-12-31",2015,"West (non-ISO)","NM",35.012560999999998,-106.860871,5.6324237442999996,"PV","c-Si",12.4,10.5,1.180952380952381,"Tracking","Single Axis","Tracking",180,null,null,null,null,null,27.69,31.32,null,61.917004637921181,null,null,null,null,null,null,null,null,0.27464437505421113,0.2868232224396608,0.28889976081756902,0.26860186997173302,0.28320973198022381,0.28222439660795828]
[57324,"Luke Air Force Base Solar","2015-07-13",2015,"West (non-ISO)","AZ",33.526480999999997,-112.380741,5.8058650685000002,"PV","c-Si",15.624000000000001,11.200000000000001,1.395,"Tracking","Single Axis","Tracking",180,null,null,null,null,null,27.6,26.59,null,82.958251849809955,null,null,null,null,null,null,null,null,null,null,null,0.31405944227005878,0.32796033372365341,0.31363136007827791]
[59444,"(City of) Phoenix (Desert Star) (Landfill SR85)","2015-06-10",2015,"West (non-ISO)","AZ",33.144050999999997,-112.66264099999999,5.8535942922000004,"PV","c-Si",15.624000000000001,11.200000000000001,1.395,"Tracking","Single Axis","Tracking",180,null,null,null,null,null,26.07,26.96,null,83.40447480481879,null,null,null,null,null,null,null,null,null,null,0.30261333985649058,0.31602658186562305,0.32964765482695813,0.32235608284409661]
[59498,"Tracy Solar","2015-12-01",2015,"Southeast (non-ISO)","NC",35.797541000000002,-78.141181000000003,4.4295815068,"PV","c-Si",14.000109999999999,11.661999999999999,1.2004896244211971,"Fixed Tilt","Fixed Tilt",20,181,null,null,null,null,null,40.99,5.05,null,103.24233224206772,null,null,null,null,null,null,null,null,0.19092336388107156,0.19360973352158869,0.18106068259006147,0.18156969245623886,0.16854907458689955,0.17412052883775817]
[58639,"KRS I Anahola Solar","2015-08-01",2015,"HI","HI",22.129660999999999,-159.30711099999999,4.3563369862999997,"PV","c-Si",14.53,12,1.2108333333333332,"Fixed Tilt","Fixed Tilt",20,180,"PV+Storage","Lithium-ion",2015,6,4.63,null,null,null,170.00605325638514,null,null,null,null,null,null,null,null,0.20056352459016394,0.20481354642313546,0.18326674277016744,0.17122336377473363,0.19651259866423801,0.20710616438356164]
[59086,"Goose Lake Solar (formerly Cottonwood 1)","2015-07-27",2015,"CAISO","CA",35.590361000000001,-119.575731,5.3367968037000004,"PV","Thin-Film",16.8675,12,1.4056249999999999,"Tracking","Single Axis","Tracking",179,null,null,null,null,null,28.89,6.92,127.5525299397017,126.88437129506103,null,null,null,null,null,null,null,null,0.33400690649666059,0.33155441400304414,0.32591324200913241,0.30703957382039576,0.29806086824529449,0.3161339421613395]
[59087,"(City of) Corcoran Solar (formerly Cottonwood 2)","2015-05-01",2015,"CAISO","CA",36.136301000000003,-119.55662100000001,5.29148379,"PV","Thin-Film",14.9,12,1.2416666666666667,"Tracking","Single Axis","Tracking",180,null,null,null,null,null,32.130000000000003,7.91,null,137.1870403513652,null,null,null,null,null,null,null,null,0.28139230418943539,0.26330859969558601,0.27312595129375949,0.24679414003044139,0.25036999089253187,0.25498477929984781]
[59526,"Whitakers Solar (Capital Partners, Phase II, Project B)","2015-12-01",2015,"PJM","NC",36.130661000000003,-77.736610999999996,4.4320954337999998,"PV","c-Si",16.875,12,1.40625,"Tracking","Single Axis","Tracking",181,null,null,null,null,null,40.69,12.96,null,101.21022632762956,null,null,null,null,null,null,null,null,0.25175508500303584,0.26562024353120245,0.25029490106544899,0.25576484018264839,0.23435602610807529,0.25084665144596652]
[59947,"SR Camden","2015-12-30",2015,"West (non-ISO)","AR",33.636861000000003,-92.705371,4.5111123288000003,"PV","Thin-Film",16.820999999999998,12.5,1.3456799999999998,"Tracking","Single Axis","Tracking",180,null,null,null,null,null,null,null,null,115.07290216107302,null,null,null,null,null,null,null,null,0.22351548269581059,0.24256621004566209,0.24587214611872146,0.23761643835616439,0.22018087431693989,0.21362557077625571]
[59966,"Camp Lejeune Solar (Navy, Marines)","2015-12-01",2015,"Southeast (non-ISO)","NC",34.723180999999997,-77.349641000000005,4.4517246574999998,"PV","c-Si",17,12.8,1.328125,"Fixed Tilt","Fixed Tilt",20,181,null,null,null,null,null,40.549999999999997,4.87,null,121.6577638890795,null,null,null,null,null,null,null,null,0.21036116803278687,0.19934360730593606,0.17630743436073054,0.1939033961187214,0.1850221283014572,0.16225206906392689]
[59872,"UC Davis South Campus (UC Davis Large Solar Plant, SSC 32)","2015-11-20",2015,"CAISO","CA",38.520040999999999,-121.74031100000001,5.0824422373999996,"PV","c-Si",16.3,13,1.2538461538461538,"Tracking","Single Axis","Tracking",180,null,null,null,null,null,44.45,8.0500000000000007,null,84.632727109767899,null,null,null,null,null,null,null,null,0.25965917051982623,0.25864067439409899,0.27064453811029154,0.26235511064278183,0.24338832842931205]
[59548,"Creswell (Alligood) Solar","2015-05-01",2015,"PJM","NC",35.886960999999999,-76.379271000000003,4.3901821918000001,"PV","c-Si",19.600000000000001,14,1.4000000000000001,"Tracking","Single Axis","Tracking",180,null,null,null,null,null,41.49,9.67,null,112.67611676043673,null,null,null,null,null,null,null,null,0.24149427530575068,0.2520303326810176,0.24863829093281148,0.20603392041748209,0.11213570127504553,0.22579908675799085]
[59008,"Woodmere Solar Farm (Redwood: Woodmere)","2015-12-18",2015,"CAISO","CA",35.323056000000001,-118.821389,5.3686031962999996,"PV","Thin-Film",18.75225,14.994,1.2506502601040417,"Tracking","Single Axis","Tracking",180,null,null,null,null,null,28.79,7.69,null,92.306869824995715,null,null,null,null,null,null,null,null,0.27270319178065883,0.27826960312283205,0.26710836541618171,0.27746258320679867,0.27083541370403663,0.27227786091605594]
["59185, 59318, 59628","Jacobstown Solar Farm 1-3 (2: North Run, 3: Hanover)","2015-09-30",2015,"PJM","NJ",40.063530999999998,-74.580731,4.0338438355999999,"PV","c-Si",18.343739999999997,15,1.2229159999999999,"Fixed Tilt","Fixed Tilt",20,180,null,null,null,null,null,32.93,22.47,null,145.33489558186125]
[60007,"Morelos Del Sol","2015-11-30",2015,"CAISO","CA",35.727410999999996,-119.901291,5.3774134702999996,"PV","Thin-Film",18.72,15,1.248,"Tracking","Single Axis","Tracking",180,null,null,null,null,null,30.2,7.6,null,98.779442986059706,null,null,null,null,null,null,null,null,0.29632665452337587,0.29506088280060883,0.29493150684931507,0.27361491628614909,0.26996053430479655,0.26914764079147646]
[59887,"Beaufort Solar","2015-12-01",2015,"Southeast (non-ISO)","NC",35.456040999999999,-77.135470999999995,4.4015856164000002,"PV","c-Si",21.007350000000002,15.003,1.4002099580083984,"Fixed Tilt","Fixed Tilt",20,176,null,null,null,null,null,40.6,1.9,null,103.83172128493085,null,null,null,null,null,null,null,null,0.22020489648275565,0.20489813757187683,0.20573510868602538,0.22202561009868041,0.20901253871872857,0.21645594777543728]
[59919,"Solar Star Nellis Air Force Base (Solar Star NAFB)","2015-11-18",2015,"West (non-ISO)","NV",36.207641000000002,-115.046971,5.6199872146000001,"PV","c-Si",19,15.5,1.2258064516129032,"Tracking","Single Axis","Tracking",180,null,null,null,null,null,25.62,17.46,null,94.128131898995292,null,null,null,null,null,null,null,null,0.29794641283271639,0.29625128884960966,0.29938135218736189,0.29049933716305787,0.29443563076561491,0.26776403004860805]
[58831,"Redcrest Solar Farm (Redwood: Redcrest)","2015-11-06",2015,"CAISO","CA",35.321944000000002,-118.81277799999999,5.3686031962999996,"PV","Thin-Film",20.856000000000002,16.66,1.2518607442977192,"Tracking","Single Axis","Tracking",180,null,null,null,null,null,28.82,7.63,null,105.39600188842498,null,null,null,null,null,null,null,null,0.27643571089638042,0.27696009910813646,0.26387267235661388,0.27737807451747826,0.23130153700824591,0.23583405965125775]
[59474,"Apple Data Center- PV3","2015-12-01",2015,"Southeast (non-ISO)","NC",35.695870999999997,-81.151670999999993,4.4909810502000003,"PV","c-Si",21.923999999999999,17.5,1.2527999999999999,"Tracking","Single Axis","Tracking",178,null,null,null,null,null,40.270000000000003,5.51,null,132.02666713271842,null,null,null,null,null,null,null,null,0.25369502992453813,0.23915851272015656,0.23119373776908023,0.2357729941291585,0.21373926619828265,0.23045009784735812]
[59472,"Apple Data Center (Reno NV), (Fort Churchill)","2015-05-31",2015,"West (non-ISO)","NV",39.120761000000002,-119.14074100000001,5.2611678081999997,"PV","CPV",19.740672,18,1.0967039999999999,"Tracking","Single Axis","Tracking",179,null,null,null,null,null,29.24,16.079999999999998,null,null,null,null,null,null,null,null,null,null,0.25198593402145314,0.23153855910705226,0.2244799594114662,0.23092338914256721,0.23179771301356006]
[59334,"Catalina Solar Project 2 (Phase 3)","2015-07-22",2015,"CAISO","CA",34.921201000000003,-118.362281,5.8249045661999999,"PV","c-Si",24.276799999999998,18.400000000000002,1.3193913043478258,"Tracking","Single Axis","Tracking",180,null,null,null,null,null,30.8,6.84,null,105.16890994171065,null,null,null,null,null,null,null,null,0.34967851627464963,0.34368795910264049,0.34760273972602745,0.32531144530474493,0.29806540548032001,0.29906814572165974]
[59469,"Alamo Solar Project","2015-05-01",2015,"CAISO","CA",34.686041000000003,-117.34521100000001,5.9224933789999996,"PV","c-Si",23.353499999999993,18.7,1.2488502673796789,"Tracking","Single Axis","Tracking",180,null,null,null,null,null,30.4,7.17,null,107.79214498322487,null,null,null,null,null,null,null,null,0.32016768456016292,0.31134471223109428,0.31915244304446572,0.25529265255292655,0.25306707382406518,0.28847093009059177]
[59449,"Decatur County Solar Project","2015-12-01",2015,"Southeast (non-ISO)","GA",30.967071000000001,-84.625840999999994,4.7772376712,"PV","c-Si",27,18.972000000000001,1.4231499051233396,"Tracking","Single Axis","Tracking",180,null,null,null,null,null,37.89,6.39,null,94.719923845925763,null,null,null,null,null,null,null,null,0.27881780148062124,0.26432849370906608,0.24592839050482462,0.25905155109620798,0.25000292829198584,0.23912913719521287]
[59979,"PSEG Pittsburg Solar Energy Center (Columbia Star / Columbia Solar Energy )","2015-10-31",2015,"CAISO","CA",38.019671000000002,-121.865061,5.0391020547999998,"PV","c-Si",25.407899999999998,19.2,1.323328125,"Fixed Tilt","Fixed Tilt",20,203,null,null,null,null,null,31.75,9.14,null,130.38947730195409,null,null,null,null,null,null,null,null,0.24188154599271408,0.24564188546423144,0.23373882229832585,0.22809051560121774,0.19802813828172439,0.19361800799086767]
[60422,"Morgans Corner Solar","2015-12-01",2015,"PJM","NC",36.421064000000001,-76.364243999999999,4.4046742008999997,"PV","c-Si",25,19.654,1.2720056985855297,"Fixed Tilt","Fixed Tilt",20,181,null,null,null,null,null,42.14,11.77,null,132.17472274385332,null,null,null,null,null,null,null,null,0.18843351548269582,0.19091324200913237,0.15902968036529683,0.16830479452054797,0.17479508196721311,0.1763013698630137]
[59413,"Corcoran 2 (SPS Corcoran West Solar)","2015-07-27",2015,"CAISO","CA",36.141891000000001,-119.58181,5.29148379,"PV","c-Si",28,19.75,1.4177215189873418,"Tracking","Single Axis","Tracking",180,null,null,null,null,null,32.28,7.04,null,105.68614241658176,null,null,null,null,null,null,null,null,0.29317977450370064,0.2904745390439859,0.29063059938731867,0.28293740246228544,0.27684397408406536,0.28879255534362169]
[58623,"Holstein Solar","2015-12-01",2015,"Southeast (non-ISO)","NC",34.774450999999999,-79.340350999999998,4.5270518265000002,"PV","c-Si",25.600080000000002,20,1.2800040000000001,"Fixed Tilt","Fixed Tilt",20,180,null,null,null,null,null,40.5,1.95,null,87.818632268889232,null,null,null,null,null,null,null,null,0.20600523679417121,0.22283675799086763,0.19421803652968037,0.19743721461187214,0.19026639344262294,0.1944520547945206]
[58649,"Montgomery Solar","2015-12-01",2015,"Southeast (non-ISO)","NC",35.345090999999996,-79.763970999999998,4.4828812784999998,"PV","c-Si",28.034760000000002,20,1.4017380000000002,"Fixed Tilt","Fixed Tilt",20,180,null,null,null,null,null,40.71,5.58,null,132.92456826564498,null,null,null,null,null,null,null,null,0.22895605646630232,0.23296232876712333,0.21803082191780826,0.21970890410958904,0.21289845173041894,0.22073059360730593]
[59153,"Watson Seed Farm PV1 (Fresh Air Energy II)","2015-12-30",2015,"PJM","NC",36.127881000000002,-77.721371000000005,4.4320954337999998,"PV","Thin-Film",25.500000000000004,20,1.2750000000000001,"Fixed Tilt","Fixed Tilt",20,191,null,null,null,null,null,41.15,14.38,null,99.195082044505654,null,null,null,null,null,null,null,null,0.19097791438979964,0.196912100456621,0.19843607305936073,0.19614726027397261,0.17193192167577412,0.19411529680365297]
[59155,"Shawboro (PV1 / Fresh Air Energy X )","2015-10-01",2015,"PJM","NC",36.432321000000002,-76.085811000000007,4.3925611872000001,"PV","c-Si",29.497119999999999,20,1.4748559999999999,"Fixed Tilt","Fixed Tilt",25,182,null,null,null,null,null,42.49,12.69,null,107.5763005826585,null,null,null,null,null,null,null,null,0.21392873406193083,0.22031963470319629,0.21658105022831051,0.19150684931506851,0.20505464480874314,0.22382990867579908]
[59322,"Pumpjack Solar (1)","2015-02-28",2015,"CAISO","CA",35.416111000000001,-119.63774100000001,5.3259349315,"PV","c-Si",26.320889999999999,20,1.3160444999999998,"Tracking","Single Axis","Tracking",179,null,null,null,null,null,27.63,7.22,91.055314426228946,92.896076930615507,null,null,null,null,null,null,null,null,0.28354963570127506,0.2835901826484018,0.2879223744292238,0.29130707762557079,0.25656876138433521,0.28102168949771689]
[59380,"Wildwood Solar Project (1)","2015-03-01",2015,"CAISO","CA",35.621350999999997,-119.567775,5.3805184931000003,"PV","c-Si",26.077500000000001,20,1.3038750000000001,"Tracking","Single Axis","Tracking",179,null,null,null,null,null,28.68,7.37,92.47577733127811,99.223508971104465,null,null,null,null,null,null,null,null,0.26497040072859745,0.26068493150684929,0.28464611872146117,0.28266552511415527,0.25022199453551908,0.26742009132420091]
[59408,"Shafter Solar","2015-06-22",2015,"CAISO","CA",35.451141,-119.126301,5.3633888128000002,"PV","c-Si",26.802600000000002,20,1.34013,"Tracking","Single Axis","Tracking",180,null,null,null,null,null,29.64,7.14,88.66515926774504,88.161004789180225,null,null,null,null,null,null,null,null,0.29406876138433513,0.29885273972602738,0.29703196347031963,0.29587328767123289,0.28343010018214937,0.29107876712328767]
[59431,"Sierra Solar Greenworks","2015-11-30",2015,"CAISO","CA",34.699630999999997,-118.337481,5.6208550227999998,"PV","Thin-Film",22.47,20,1.1234999999999999,"Fixed Tilt","Fixed Tilt",25,197,null,null,null,null,null,30.17,9.26,93.392172124711976,94.693583142222039,null,null,null,null,null,null,null,null,0.25457081056466307,0.25132990867579907,0.2570662100456621,0.24335045662100457,0.23173952641165757,0.21932077625570781]
[59441,"NextEra Adelanto Solar Phase 1","2015-09-03",2015,"CAISO","CA",34.553511,-117.377161,5.9188707763000004,"PV","c-Si",24.425398439514016,20,1.2212699219757008,"Tracking","Single Axis","Tracking",180,null,null,null,null,null,31.12,7.31,69.502433729543611,83.003976472116406,null,null,null,null,null,null,null,null,0.34948968749999998,0.34599315068493153,0.3426769406392694,0.34259703196347036,0.30998406193078326,0.32105022831050234]
[59555,"Leo/Vega Solar","2015-05-26",2015,"CAISO","CA",36.927481,-120.809471,5.2043260273999996,"PV","c-Si",25.819859999999998,20,1.2909929999999998,"Tracking","Single Axis","Tracking",180,null,null,null,null,null,33.270000000000003,7.54,null,68.164375738310795,null,null,null,null,null,null,null,null,0.29766051912568309,0.29075342465753429,0.29352739726027399,0.28056506849315066,0.24523565573770492,0.28533105022831057]
[59607,"Maricopa West Solar","2015-11-09",2015,"CAISO","CA",35.112611000000001,-119.326881,5.4082363013999997,"PV","c-Si",28,20,1.4,"Tracking","Single Axis","Tracking",180,null,null,null,null,null,27.29,6.9,64.940600935474848,127.92281446244097,null,null,null,null,null,null,null,null,0.29921448087431701,0.27248287671232879,0.28224315068493144,0.25746575342465755,0.23722108378870671,0.2106107305936073]
[59610,"Diamond Valley Lake Solar (AP North Lake I)","2015-10-27",2015,"CAISO","CA",33.741151000000002,-117.010761,5.5127598174000001,"PV","c-Si",24.059699999999999,20,1.202985,"Tracking","Single Axis","Tracking",180,null,null,null,null,null,29,8.1199999999999992,83.020220924405564,104.45481276421546,null,null,null,null,null,null,null,null,0.27421448087431693,0.23970319634703191,0.26281392694063932,0.24308219178082191,0.24692053734061931,0.18416095890410958]
[59633,"Kettleman Solar (Kings Co) / Centaurus","2015-08-14",2015,"CAISO","CA",36.058470999999997,-119.946541,5.3556942921999999,"PV","c-Si",26.97,20,1.3485,"Tracking","Single Axis","Tracking",180,null,null,null,null,null,41.12,7.2,72.234592044484103,73.530242442278151,null,null,null,null,null,null,null,null,0.31874999999999992,0.29151255707762547,0.30769977168949769,0.30375570776255706,0.27451616575591992,0.30511986301369864]
[59638,"Coronal Lost Hills","2015-05-30",2015,"CAISO","CA",35.727321000000003,-119.905411,5.3774134702999996,"PV","c-Si",25.990400000000001,20,1.29952,"Tracking","Single Axis","Tracking",179,null,null,null,null,null,30.25,7.31,null,117.60341915048689,null,null,null,null,null,null,null,null,0.31438979963570129,0.29733447488584475,0.30039954337899544,0.28930365296803656,0.26389458105646624,0.29292808219178085]
[59722,"Seville Solar 1","2015-12-31",2015,"West (non-ISO)","CA",33.113841000000001,-116.00263099999999,5.9014166667000003,"PV","Thin-Film",27.3,20,1.365,"Tracking","Single Axis","Tracking",180,null,null,null,null,null,null,null,86.825433051296827,111.73559761445709,null,null,null,null,null,null,null,null,0.33941433287796002,0.35234589041095887,0.29918378995433792,0.29948630136986304,0.29312955373406191,0.30814497716894984]
[59874,"Richland Solar Center","2015-12-01",2015,"Southeast (non-ISO)","GA",32.624071000000001,-83.380041000000006,4.6744703196000001,"PV","c-Si",33.443770000000001,20,1.6721885000000001,"Fixed Tilt","Fixed Tilt",20,180,null,null,null,null,null,null,null,67.599278183371567,112.87133816561621,null,null,null,null,null,null,null,null,0.26749772313296905,0.2352111872146119,0.2293892694063927,0.24447488584474883,0.23056693989071031,0.22061073059360731]
[60027,"Adera Solar","2015-12-28",2015,"CAISO","CA",37.120586000000003,-120.324881,5.2126495434000004,"PV","c-Si",26.498799999999999,20.004000000000001,1.3246750649870025,"Fixed Tilt","Fixed Tilt",25,180,null,null,null,null,null,-3.49,8.84,null,120.23091145375464,null,null,null,null,null,null,null,null,0.21495332422586522,0.22485159817351599,0.24525684931506853,0.24164383561643835,0.21013775045537342,0.1547203196347032]
[59657,"Imperial Valley Solar Company (IVSC) 2 (Imperial County Niland)","2015-08-25",2015,"West (non-ISO)","CA",33.251261,-115.49743100000001,5.8325257990999999,"PV","c-Si",26.352,20.007000000000001,1.3171390013495277,"Fixed Tilt","Fixed Tilt",25,180,null,null,null,null,null,null,null,86.511692729742308,118.44396126120211,null,null,null,null,null,null,null,null,0.28263888888888888,0.27563356164383562,0.27715182648401832,0.27027968036529681,0.25040414389799637,0.26203196347031965]
[59414,"CED Atwell Island West","2015-05-01",2015,"CAISO","CA",35.815111000000002,-119.459611,5.3114335616000004,"PV","c-Si",30,20.02,1.4985014985014986,"Tracking","Single Axis","Tracking",180,null,null,null,null,null,17.920000000000002,6.71,null,120.16985996054788,null,null,null,null,null,null,null,null,0.32433401639344267,0.31799086757990869,0.31627283105022824,0.30381849315068493,0.29422814207650272,0.21121575342465754]
[59527,"Kelford Solar (Capital Partners, Phase II, Project A)","2015-12-01",2015,"PJM","NC",36.155130999999997,-77.207841000000002,4.4058326483999997,"PV","c-Si",30.10455,21,1.4335499999999999,"Tracking","Single Axis","Tracking",180,null,null,null,null,null,41.18,10.89,null,104.90679244778818,null,null,null,null,null,null,null,null,0.24413435683927492,0.23910089149815172,0.23351815612089585,0.18940530550119591,0.22176142770405069,0.23614372689715152]
[59535,"SR Hazlehurst Solar I","2015-11-01",2015,"Southeast (non-ISO)","GA",31.809450999999999,-82.576631000000006,4.7292486300999999,"PV","c-Si",27.25,21,1.2976190476190477,"Fixed Tilt","Fixed Tilt",20,180,null,null,null,null,null,38.21,6.91,66.113559997310134,97.421350997043334,null,null,null,null,null,null,null,null,0.20961813687223524,0.21052402696238312,0.20362578821482932,0.20759404218308325,0.20624078410963662,0.18994346597086323]
[59412,"SKIC 1 (South Kern Industrial Center) Solar (Algonquin or Bakersfield 1)","2015-06-30",2015,"CAISO","CA",35.127071000000001,-119.243791,5.3630963469999999,"PV","c-Si",25.851799999999997,22,1.1750818181818181,"Tracking","Single Axis","Tracking",180,null,null,null,null,null,26.55,8.16,null,97.743310398423773,null,null,null,null,null,null,null,null,0.23755485179665503,0.25051888750518891,0.25034246575342461,0.24886363636363631,0.24026121874482531,0.24139684516396845]
[59117,"Fayetteville Solar (formerly E I DuPont de Nemours )","2015-11-01",2015,"Southeast (non-ISO)","NC",34.834510999999999,-78.843181000000001,4.5063118721000004,"PV","c-Si",32.1,23.1,1.3896103896103895,"Fixed Tilt","Fixed Tilt",20,180,null,null,null,null,null,40.71,4.16,null,111.28011287278295,null,null,null,null,null,null,null,null,0.17717179602425501,0.17584356282986416,0.11426397042835396,0.16113186661131865,0.19373082897673055,0.20219316452193156]
[59009,"Hayworth Solar (Redwood: Hayworth)","2015-12-30",2015,"CAISO","CA",35.326160999999999,-118.816821,5.3686031962999996,"PV","Thin-Film",33.2592,26.655999999999999,1.2477190876350541,"Tracking","Single Axis","Tracking",180,null,null,null,null,null,28.79,7.42,59.84972580874809,118.65303601651344,null,null,null,null,null,null,null,null,0.25293587380307314,0.26237806766542232,0.26065220608791462,0.27417645140247882,0.20732763733908863,0.17705712421955083]
[58710,"Barilla Solar Project Phase 1-3","2015-08-25",2015,"ERCOT","TX",30.959591,-103.35164,5.6109545662000002,"PV","Thin-Film",37.620000000000005,29.76,1.2641129032258065,"Fixed Tilt","Fixed Tilt",20,179,null,null,null,null,null,72.86,null,null,65.856361116992716,null,null,null,null,null,null,null,null,0.23305371325185578,0.1727787290715373,0.18244510114400747,0.2214826680414396,0.22545650571909831]
[59723,"Seville Solar 2","2015-12-31",2015,"West (non-ISO)","CA",33.111781000000001,-116.002551,5.9014166667000003,"PV","Thin-Film",40.763999999999996,30,1.3587999999999998,"Tracking","Single Axis","Tracking",180,null,null,null,null,null,null,null,63.215431339893797,91.111730660136146,null,null,null,null,null,null,null,null,0.35404493017607769,0.35031963470319633,0.33969939117199394,0.32077625570776258,0.30326730418943532,0.31380136986301371]
[59862,"Fort Benning Solar","2015-12-01",2015,"Southeast (non-ISO)","GA",32.304198,-84.990718999999999,4.6137851597999999,"PV","c-Si",41.538559999999997,30,1.3846186666666667,"Fixed Tilt","Fixed Tilt",20,180,null,null,null,null,null,37.79,7.28,null,120.27684038373047,null,null,null,null,null,null,null,null,0.23030510018214936,0.21312785388127853,0.21040334855403348,0.20278158295281584,0.19321114146933818,0.182941400304414]
[58711,"Lost Hills Solar / Blackwell","2015-04-30",2015,"CAISO","CA",35.622090999999998,-119.854151,5.3721926940999998,"PV","Thin-Film",43,32,1.34375,"Tracking","Single Axis","Tracking",180,null,null,null,null,null,29.99,6.78,82.851898225458427,93.417775977494429,null,null,null,null,null,null,null,null,0.32724271402550092,0.31748002283105026,0.32195704908675804,0.30466966324200911,0.30009818989071041,0.32274543378995435]
[59634,"Sandstone Solar Power Plant","2015-12-31",2015,"West (non-ISO)","AZ",33.039881000000001,-111.452011,5.8013993151000003,"PV","c-Si",57.46,45,1.276888888888889,"Tracking","Single Axis","Tracking",180,null,null,null,null,null,null,null,49.301469041668383,63.144687378614634,null,null,null,null,null,null,null,null,0.3073795790325845,0.31511415525114156,0.31247336377473367,0.30637239979705733,0.31701831613033798]
[59778,"Eden Solar (formerly Derby, Innovative Solar 34)","2015-12-31",2015,"Southeast (non-ISO)","NC",35.153680999999999,-79.635551000000007,4.4735123288,"PV","c-Si",62.052859999999995,47.7,1.3008985324947588,"Fixed Tilt","Fixed Tilt",20,180,null,null,null,null,null,40.700000000000003,4.97,null,98.001156900479273,null,null,null,null,null,null,null,null,0.21749569447785758,0.22254530312167939,0.20365583986674701,0.20480935833740166,0.1925313033416961,0.2049074792031628]
[59702,"Pavant Solar 1","2015-12-31",2015,"West (non-ISO)","UT",39.154741000000001,-112.35636100000001,5.0044614154999998,"PV","c-Si",62.5,50,1.25,"Tracking","Single Axis","Tracking",180,null,null,null,null,null,28.46,29.46,null,86.448879020757516,null,null,null,null,null,null,null,null,0.26318078324225863,0.26941095890410954,0.27775799086757996,0.23047945205479453,0.27167805100182152,0.24721004566210045]
[60008,"Hooper Solar (SunPower San Luis Valley Solar or Solar Star III)","2015-12-31",2015,"West (non-ISO)","CO",37.694681000000003,-105.982281,5.3455022831000001,"PV","c-Si",64,52,1.2307692307692308,"Tracking","Single Axis","Tracking",180,null,null,null,null,null,33.58,30.92,46.861516120666991,103.6052306888087,null,null,null,null,null,null,null,null,0.27238773294101165,0.27519757639620651,0.28000307341060765,0.27085967685282752,0.27447632058287796,0.23348041798384261]
[58833,"Red Horse 2","2015-08-15",2015,"West (non-ISO)","AZ",32.257491000000002,-110.156311,5.7559735160000001,"PV","c-Si",75.868749999999991,55,1.3794318181818179,"Tracking","Single Axis","Tracking",180,"Wind+PV",null,null,null,null,null,null,null,81.180597150997627,null,null,null,null,null,null,null,null,0.31943202516973007,0.31488999584889998,0.32610211706102116,0.30874221668742213,0.32576792515317105,0.31032793690327937]
[58017,"Copper Mountain Solar 2 - Phase 2","2015-02-28",2015,"CAISO","NV",35.786389,-114.962778,5.6636732877,"PV","Thin-Film",77.8,60.8,1.2796052631578947,"Fixed Tilt","Fixed Tilt",25,180,null,null,null,null,null,28.04,8.32,119.94753707389431,72.262369359273634,null,null,null,null,null,0.28158485656144511,0.27818742753623199,0.28393746818975024,0.27803901806314452,0.27879928820395783,0.27966121042618003,0.27241628614916286,0.2820036429872495,0.27185083713850838]
[58713,"North Star Solar","2015-08-25",2015,"CAISO","CA",36.728670999999999,-120.415311,5.2840073059000003,"PV","Thin-Film",73,62.5,1.1679999999999999,"Tracking","Single Axis","Tracking",180,null,null,null,null,null,-18.96,8.02,132.41586415243808,146.30867083111622,null,null,null,null,null,null,null,null,0.2725664845173042,0.28689315068493143,0.28423926940639271,0.27336803652968034,0.26014025500910753,0.23991050228310501]
[58848,"Warsaw Solar Facility (formerly Gantt Farm I)","2015-12-30",2015,"Southeast (non-ISO)","NC",35.006731000000002,-78.124981000000005,4.4963607306000002,"PV","Thin-Film",87.5,64.8,1.3503086419753088,"Fixed Tilt","Fixed Tilt",20,180,null,null,null,null,null,40.950000000000003,1.9,null,94.277737690189809,null,null,null,null,null,null,null,null,null,0.2043185213371668,0.19893842663058803,0.20878431704154701,0.19576840045874663,0.20385520604318175]
[58660,"Utah Red Hills Renewable Energy Park (Pelican Solar?)","2015-12-15",2015,"West (non-ISO)","UT",37.882778000000002,-112.904167,5.2435632419999996,"PV","c-Si",104.75,80,1.309375,"Tracking","Single Axis","Tracking",180,null,null,null,null,null,27.57,25.5,null,64.548086089987734,null,null,null,null,null,null,null,null,0.29609374999999999,0.29904965753424656,0.298914098173516,0.28285958904109593,0.30877589936247724,0.29829052511415527]
[59944,"Conetoe (II) Solar","2015-12-01",2015,"PJM","NC",35.819031000000003,-77.483641000000006,4.4406878995000003,"PV","c-Si",112.09848,81,1.3243510506798517,"Tracking","Single Axis","Tracking",181,null,null,null,null,null,41.44,10.91,null,103.71181428835004,null,null,null,null,null,null,null,null,0.23367261463041669,0.24081402559332543,0.22003354191329844,0.22070156153108969,0.21530448177381997,0.21548565308078241]
[59450,"Decatur Parkway Solar Project","2015-12-01",2015,"Southeast (non-ISO)","GA",30.992740999999999,-84.635380999999995,4.7772376712,"PV","Thin-Film",110,81.06,1.3570194917345175,"Tracking","Single Axis","Tracking",180,null,null,null,null,null,37.89,6.37,60.060643056471577,88.382774531523893,null,null,null,null,null,null,null,null,0.28293203551912566,0.26464041095890412,0.24994292237442922,0.2638584474885845,0.24701161202185792,0.21918807077625566]
[59205,"OCI Alamo 5 (Downie Ranch Solar, Texas 5)","2015-12-01",2015,"ERCOT","TX",29.218791,-99.705760999999995,4.8883863013999997,"PV","c-Si",118,95,1.2421052631578948,"Tracking","Dual-Axis","Tracking",null,null,null,null,null,null,98.83,null,null,116.32458963329225,null,null,null,null,null,null,null,null,0.25933635317802706,0.27531002162941604,0.23644075943282863,0.23817712088440279,0.24201898188093185,0.24270247536649844]
[59339,"Quinto Solar PV Project (SSC13, Quinto Farms + Stockton Terminal)","2015-11-30",2015,"CAISO","CA",37.121521000000001,-121.04959100000001,5.2071694064000003,"PV","c-Si",135.6,105.1,1.2901998097050429,"Tracking","Single Axis","Tracking",180,null,null,null,null,null,45.89,7.28,131.75504203245902,128.73732460056297,null,null,null,null,null,null,null,null,0.29615610031707479,0.29601531582952822,0.29997463216641301,0.27354557754101133,0.28047734095662147,0.29090457466599012]
[57275,"Crescent Dunes Solar Energy","2015-11-30",2015,"West (non-ISO)","NV",38.238871000000003,-117.363551,5.5553534246999998,"CSP","Tower",null,110,null,"Tracking","Dual-Axis","Tracking",null,"CSP+Storage","Molten Salt",2015,110,1100,26.63,16.55,139.63740898742807,null,null,null,null,null,null,null,null,null,0.13210711520947177,4.3616645911166457E-2,0.20320672478206725,5.2063096720630968E-2,0,7.7543586550435861E-2]
[58915,"Copper Mountain Solar 3","2015-01-31",2015,"West (non-ISO)","NV",35.889418999999997,-114.95791199999999,5.4780166667000003,"PV","c-Si",344.98,255,1.3528627450980393,"Fixed Tilt","Fixed Tilt",16,180,null,null,null,null,null,null,null,93.044003982005293,83.094981266207725,null,null,null,null,null,null,null,null,0.27674089253187611,0.27652968036529679,0.2808936073059361,0.27038858447488584,0.28643670309653918,0.27636347031963471]
[58389,"Solar Star 2/ formerly Antelope Valley Solar Projects","2015-06-30",2015,"CAISO","CA",34.848610999999998,-118.352778,5.7757949772000003,"PV","c-Si",349.5,279.5,1.3243510506798517,"Tracking","Single Axis","Tracking",180,null,null,null,null,null,30.67,6,117.05173814562183,116.7806298819029,null,null,null,null,null,null,null,null,0.31331322508830001,0.31431114057053078,0.32327212320583953,0.30947652247917384,0.29701036749776394,0.32337727696764373]
[58388,"Solar Star 1/ formerly Antelope Valley Solar Projects","2015-06-30",2015,"CAISO","CA",34.813870999999999,-118.38936099999999,5.7757949772000003,"PV","c-Si",397.8,314.39999999999998,1.3243510506798519,"Tracking","Single Axis","Tracking",180,null,null,null,null,null,30.66,5.98,116.81599818263969,116.26351889536201,null,null,null,null,null,null,null,null,0.2431371790906279,0.32506641107377732,0.32535718388328883,0.3093919617472215,0.29582087500429599,0.3203357887481692]
[60187,"Antelope DSR 2","2016-11-21",2016,"CAISO","CA",34.687041000000001,-118.312281,5.6208550227999998,"PV","c-Si",6.25,5.0010000000000003,1.2497500499900018,"Tracking","Single Axis","Tracking",180,null,null,null,null,null,30.76,6.96,null,60.175549003293177]
[59854,"Olive Solar Power Project","2016-09-01",2016,"PJM","IN",41.713290999999998,-86.487091000000007,3.8344801369999999,"PV","Thin-Film",6.46875,5.01,1.2911676646706587,"Fixed Tilt","Fixed Tilt",25,180,null,null,null,null,null,48.35,17.07,null,116.37743241868979]
[60071,"Perry Solar Facility","2016-09-15",2016,"Southeast (non-ISO)","FL",30.122551000000001,-83.561060999999995,4.7835595890000002,"PV","c-Si",6.7488000000000001,5.0999999999999996,1.323294117647059,"Fixed Tilt","Fixed Tilt",20,180,null,null,null,null,null,null,null,null,129.86068455967893,null,null,null,null,null,null,null,null,null,0.17891037693616263,0.10401557883427345,0.19482496194824966,0.19933747633844071,0.14336556540424392]
[60410,"Sullivan Solar","2016-09-01",2016,"MISO","IN",39.134551000000002,-87.414490999999998,4.1145121004999998,"PV","Thin-Film",7,5.2,1.346153846153846,"Fixed Tilt","Fixed Tilt",20,180,null,null,null,null,null,40.51,0.77,null,106.93414614452152,null,null,null,null,null,null,null,null,null,0.2116921320688443,0.1484457323498419,0.19865208991921318,0.19587624351968611,0.19722514927994375]
[60864,"Kokomo Solar Park (Kokomo Solar 1)","2016-12-29",2016,"MISO","IN",40.474390999999997,-86.146180999999999,3.9513751142000002,"PV","c-Si",7.15158,5.4,1.3243666666666667,"Fixed Tilt","Fixed Tilt",30,180,null,null,null,null,null,45.05,0.72,null,103.8816013193636,null,null,null,null,null,null,null,null,null,0.18423389142567223,0.17467867410789784,0.17013360392355822,0.16488312082574372,0.16480635887028577]
[60266,"Cedar Branch Solar Project (Buena Vista)","2016-10-01",2016,"PJM","NJ",39.503221000000003,-74.964031000000006,4.1014714612000001,"PV","c-Si",7.1460900000000001,5.9,1.2112016949152542,"Fixed Tilt","Fixed Tilt",20,184,null,null,null,null,null,32.44,22.92,null,103.38891558545762,null,null,null,null,null,null,null,null,null,0.18798854577819049,0.16715037535794439,0.19731444934602577,0.1814933160445803,0.19272889095271262]
[60330,"Grove Solar Center","2016-09-30",2016,"West (non-ISO)","OR",43.936870999999996,-117.382891,4.5567038812999998,"PV","c-Si",7.8545999999999996,6,1.3090999999999999,"Tracking","Single Axis","Tracking",180,null,null,null,null,null,null,null,null,81.296004966393212,null,null,null,null,null,null,null,null,null,0.23165905631659056,0.25481354642313547,0.25605022831050228,0.25658394049787492,0.25180745814307459]
[60737,"Church Hill Solar Farm","2016-05-01",2016,"PJM","MD",39.113731000000001,-75.961940999999996,4.1698474886000003,"PV","c-Si",7.36,6,1.2266666666666668,"Fixed Tilt","Fixed Tilt",20,180,null,null,null,null,null,33.89,19.34,null,null,null,null,null,null,null,null,null,null,null,0.19037290715372907,0.1834855403348554,0.19062024353120244,0.17820279295689131,0.18192541856925418]
[60762,"Pfizer Peapack Solar","2016-10-30",2016,"PJM","NJ",40.714841,-74.665830999999997,3.9367938356000001,"PV","c-Si",7.96,6.2,1.2838709677419355,"Fixed Tilt","Fixed Tilt",15,180,null,null,null,null,null,33.119999999999997,26.23,null,210.20932323544369,null,null,null,null,null,null,null,null,null,0.18610988363529241,0.17519148622772135,0.18715937546030342,0.18371011810329632,0.15304168507880395]
["58655, 58656","Waihonu North+South Solar (Honbushin Solar Blessings Park)","2016-07-30",2016,"HI","HI",21.470555999999998,-158.01333299999999,5.0733043378999998,"PV","c-Si",8.1319199999999991,6.5,1.2510646153846152,"Fixed Tilt","Fixed Tilt",10,180,null,null,null,null,null,null,null,null,205.10378856214851]
[60283,"SR Mavericks","2016-12-31",2016,"West (non-ISO)","CO",40.230021000000001,-105.029831,4.5346242008999997,"PV","Thin-Film",8.5,6.5,1.3076923076923077,"Tracking","Single Axis","Tracking",180,null,null,null,null,null,null,null,null,87.942890694139152,null,null,null,null,null,null,null,null,null,0.25377590446083598,0.25809624165788553,0.24358974358974358,0.2659906123020877,0.26243414120126451]
[60367,"Snow Camp Solar","2016-03-01",2016,"Southeast (non-ISO)","NC",35.863841000000001,-79.425375000000003,4.4411166667000002,"PV","c-Si",8.3987999999999996,6.6639999999999997,1.2603241296518608,"Fixed Tilt","Fixed Tilt",20,180,null,null,null,null,null,40.69,1.85,null,95.01743769438049,null,null,null,null,null,null,null,null,null,0.19867536055518098,0.18563932422283982,0.19021307152998185,0.17990461211807124,0.17926691224434979]
[60535,"Saluda I Solar","2016-12-31",2016,"Southeast (non-ISO)","SC",33.968480999999997,-81.782781,4.5985155250999998,"PV","c-Si",9.9955200000000008,6.8,1.4699294117647062,"Fixed Tilt","Fixed Tilt",20,180,null,null,null,null,null,null,null,null,81.75779746988367,null,null,null,null,null,null,null,null,null,0.23166800966962128,0.22146118721461192,0.21956419554123019,0.20391353262616521,0.22282097770615095]
[60728,"Howell Solar","2016-03-31",2016,"PJM","NJ",40.135410999999998,-74.173781000000005,4.0207079909000001,"PV","c-Si",8.8629999999999995,7,1.266142857142857,"Fixed Tilt","Fixed Tilt",20,180,null,null,null,null,null,33.090000000000003,20.47,null,152.01732854931953,null,null,null,null,null,null,null,null,null,0.18913894324853228,0.18023483365949119,0.19284083496412263,0.18819932344522508,0.19169928245270712]
[60729,"Raritan Solar","2016-04-30",2016,"PJM","NJ",40.463231,-74.856949999999998,3.9719244292,"PV","c-Si",10,7.5,1.3333333333333333,"Fixed Tilt","Fixed Tilt",25,180,null,null,null,null,null,33.229999999999997,19.940000000000001,null,137.85027254508731,null,null,null,null,null,null,null,null,null,0.19165905631659055,0.13140030441400305,0.191248097412481,0.19039162112932606,0.18468797564687975]
[60375,"PSEG ILR Landfill Solar","2016-12-31",2016,"PJM","NJ",40.523550999999998,-74.429781000000006,3.9615627854,"PV","c-Si",7.75,7.7,1.0064935064935066,"Fixed Tilt","Fixed Tilt",10,180,null,null,null,null,null,33.270000000000003,26.45,null,152.09098243376582,null,null,null,null,null,null,null,null,null,0.13787582280732966,0.13032971594615431,0.142738539998814,0.14669529013791308,0.14250133428215617]
[60805,"Beaver Run Solar Farm","2016-02-26",2016,"PJM","NJ",41.153381000000003,-74.638231000000005,3.8798671232999999,"PV","c-Si",10,7.8479999999999999,1.2742099898063202,"Fixed Tilt","Fixed Tilt",20,180,null,null,null,null,null,34.450000000000003,19.55,null,null,null,null,null,null,null,null,null,null,null,0.16801826018553431,0.15414158974860248,0.15831622750059349,0.14210110496519482]
[60990,"Florence Solar","2016-12-31",2016,"PJM","NJ",40.096021,-74.786440999999996,4.0069723744000001,"PV","c-Si",9.93,7.92,1.2537878787878787,"Fixed Tilt","Fixed Tilt",15,180,null,null,null,null,null,32.729999999999997,24.18,null,170.3530795429362,null,null,null,null,null,null,null,null,null,0.17170852359208524,0.16259916516765832,0.17711360177113605,0.16757396368052102,0.16712501729625015]
[60556,"SR Selmer II (Selmer North)","2016-12-01",2016,"Southeast (non-ISO)","TN",35.167661000000003,-88.644991000000005,4.3698785388000001,"PV","Thin-Film",9.9629999999999992,8,1.2453749999999999,"Tracking","Single Axis","Tracking",179,null,null,null,null,null,38.08,6.18,null,104.36229537583959,null,null,null,null,null,null,null,null,null,null,0.22167522831050229,0.22011986301369865,0.21218977686703097,0.21424086757990868]
[60616,"PSEG Lake County Solar Energy Center (Black Cap Solar II, BC Solar )","2016-11-30",2016,"West (non-ISO)","OR",42.174520999999999,-120.361771,4.7337013699000003,"PV","c-Si",10.454599999999999,8,1.3068249999999999,"Tracking","Single Axis","Tracking",180,null,null,null,null,null,null,null,null,89.420054267986458,null,null,null,null,null,null,null,null,null,0.25552226027397262,0.264412100456621,0.26496860730593602,0.25832479508196715,0.25507990867579905]
[60732,"Frankford Solar","2016-03-30",2016,"PJM","NJ",41.166566000000003,-74.701650999999998,3.8637952055000002,"PV","c-Si",9.84,8.16,1.2058823529411764,"Fixed Tilt","Fixed Tilt",25,180,null,null,null,null,null,34.42,21.52,null,null,null,null,null,null,null,null,null,null,null,0.16043289461903482,0.14497437102694957,0.14220442743307368,0.14764757223472263,0.14200857283552687]
[58951,"Delilah Road Landfill (KDC Solar RTC LLC or Seashore Solar)","2016-10-01",2016,"PJM","NJ",39.416251000000003,-74.545141000000001,4.1181244291999999,"PV","c-Si",10.66,8.5,1.2541176470588236,"Fixed Tilt","Fixed Tilt",15,180,null,null,null,null,null,33.14,23.98,null,128.75097859573066,null,null,null,null,null,null,null,null,null,0.19562181036798282,0.19015578834273436,0.1999731399409079,0.18962284367298834,0.19476228847703461]
[60331,"Hyline Solar Center","2016-10-01",2016,"West (non-ISO)","OR",44.150790999999998,-117.000981,4.5223600457000002,"PV","c-Si",11.7,9,1.2999999999999998,"Tracking","Single Axis","Tracking",180,null,null,null,null,null,null,null,null,102.13247406426659,null,null,null,null,null,null,null,null,null,0.22020547945205479,0.2582825976661593,0.25649416539827496,0.25746306415705322,0.18746829020801623]
["nan","Lumberton Solar","2016-04-30",2016,"PJM","NJ",39.936760999999997,-74.843040999999999,4.027356621,"PV","c-Si",null,9.4559999999999995,null,"Fixed Tilt","Fixed Tilt",null,180]
[59276,"Leavenworth Greenworks (Shoreham)","2016-06-30",2016,"NYISO","NY",40.942310999999997,-72.890291000000005,3.9449787670999998,"PV","c-Si",14.25,9.5,1.5,"Fixed Tilt","Fixed Tilt",25,181,null,null,null,null,null,63.25,9.52,null,156.82490240605526,null,null,null,null,null,null,null,null,null,0.20633261235279982,0.20344869021869738,0.20949291035808701,0.18395887259131435]
[60869,"Pearblossom Solar Project (Solar Star California, XLIV)","2016-12-31",2016,"CAISO","CA",34.512031,-117.916721,5.8600630136999996,"PV","c-Si",11.9,9.5,1.2526315789473685,"Tracking","Single Axis","Tracking",180,null,null,null,null,null,31.06,6.93,null,82.550938379344188,null,null,null,null,null,null,null,null,null,0.31791636625811104,0.300732996875751,0.31654650324441241,0.30427331991180134]
[60548,"NorWest Energy 2 (NEFF)","2016-12-31",2016,"West (non-ISO)","OR",44.067650999999998,-121.22899099999999,4.5099561644000001,"PV","c-Si",13.9,9.9,1.404040404040404,"Tracking","Single Axis","Tracking",180,null,null,null,null,null,null,null,null,81.059881131390398,null,null,null,null,null,null,null,null,null,null,0.24974632166412983,0.23875743738757424,0.25774594763665798,0.2565841058991743]
[60976,"Collier (Oregon Solar Land Holding, OSLH)","2016-12-31",2016,"West (non-ISO)","OR",44.061000999999997,-121.22800100000001,4.5099561644000001,"PV","c-Si",13.77,9.9,1.3909090909090909,"Tracking","Single Axis","Tracking",180,null,null,null,null,null,null,null,null,128.13181514247316,null,null,null,null,null,null,null,null,null,0.22953277062866095,0.240279507402795,0.24094829574281626,0.27415548931942368,0.26189982011899809]
[1355,"E W Brown Solar Facility","2016-04-22",2016,"Southeast (non-ISO)","KY",37.776141000000003,-84.719010999999995,4.1276860730999996,"PV","c-Si",14.272000000000002,10,1.4272000000000002,"Fixed Tilt","Fixed Tilt",16,180,"PV+Fossil",null,null,null,null,null,null,null,119.44815694814294,null,null,null,null,null,null,null,null,null,0.19918949771689498,0.19440639269406393,0.19960045662100456,0.18903688524590165,0.18866438356164383]
[58627,"Western Antelope Dry Ranch Solar (WADR, Lancaster Choice Energy)","2016-12-16",2016,"CAISO","CA",34.688889000000003,-118.320278,5.6208550227999998,"PV","c-Si",12.748050000000001,10,1.2748050000000002,"Tracking","Single Axis","Tracking",180,null,null,null,null,null,30.8,6.84,50.491546310573234,71.276908292721473,null,null,null,null,null,null,null,null,null,0.30979452054794526,0.30155251141552514,0.30398401826484023,0.29567395264116575,0.29606164383561651]
["59819, 63554","Mohave Electric At Fort Mohave AZ (Mohave Electric Cooperative at Joy Lane)","2016-10-30",2016,"West (non-ISO)","AZ",34.984020999999998,-114.55627,5.6959847031999997,"PV","c-Si",13.81,10,1.381,"Tracking","Single Axis","Tracking",180]
[60332,"Open Range Solar Center","2016-09-30",2016,"West (non-ISO)","OR",43.797750999999998,-117.062291,4.5546977168999998,"PV","c-Si",13.1,10,1.31,"Tracking","Single Axis","Tracking",180,null,null,null,null,null,null,null,null,78.910261805770531,null,null,null,null,null,null,null,null,null,0.23742009132420094,0.25826484018264839,0.26146118721461192,0.26006375227686701,0.26097031963470319]
[60334,"Thunderegg Solar Center","2016-11-30",2016,"West (non-ISO)","OR",43.932841000000003,-116.98844099999999,4.6049525113999996,"PV","c-Si",13.090999999999999,10,1.3090999999999999,"Tracking","Single Axis","Tracking",180,null,null,null,null,null,null,null,null,80.07746233185874,null,null,null,null,null,null,null,null,null,0.23175799086757992,0.2549200913242009,0.25621004566210048,0.25684198542805098,0.25729452054794522]
[60335,"Vale Air Solar Center","2016-11-30",2016,"West (non-ISO)","OR",43.965060999999999,-117.257661,4.5798358446999998,"PV","c-Si",13.090999999999999,10,1.3090999999999999,"Tracking","Single Axis","Tracking",180,null,null,null,null,null,null,null,null,80.060361120662918,null,null,null,null,null,null,null,null,null,0.22674657534246578,0.2495776255707762,0.25029680365296803,0.25551001821493624,0.25845890410958905]
[60511,"Clear Spring Ranch PV Project","2016-10-21",2016,"West (non-ISO)","CO",38.601851000000003,-104.693851,5.0011926941000002,"PV","c-Si",13.9,10,1.3900000000000001,"Tracking","Single Axis","Tracking",181,null,null,null,null,null,null,null,null,71.945863366105669,null,null,null,null,null,null,null,null,null,0.25101598173515982,0.31093607305936077,0.27117579908675804,0.27338342440801455,0.25461187214611869]
[60604,"Wye Mills Solar (Wye Mills VNEM)","2016-09-01",2016,"PJM","MD",38.938460999999997,-76.045580999999999,4.1922278539000004,"PV","c-Si",13.693680000000001,10,1.3693680000000001,"Tracking","Single Axis","Tracking",180,null,null,null,null,null,33.99,14.53,null,148.94785192823539,null,null,null,null,null,null,null,null,null,0.23464611872146124,0.20390410958904109,0.20560502283105028,0.17021857923497269,0.21713470319634698]
[60993,"Darlington Solar","2016-12-31",2016,"Southeast (non-ISO)","SC",34.321950999999999,-79.918510999999995,4.5967981734999999,"PV","c-Si",14.029,10,1.4029,"Fixed Tilt","Fixed Tilt",20,180,null,null,null,null,null,40.75,1.74,null,86.40396519037597,null,null,null,null,null,null,null,null,null,0.23618721461187214,0.22559360730593608,0.21450913242009137,0.1724954462659381,0.21449771689497718]
[62903,"NorthPark Solar","2016-02-28",2016,"PJM","NJ",40.257725999999998,-74.441969999999998,3.9903319635000001,"PV","c-Si",12.3,10.6,1.1603773584905661,"Fixed Tilt","Fixed Tilt",25,180,null,null,null,null,null,32.950000000000003,22.5,null,null,null,null,null,null,null,null,null,null,null,null,null,0.17677909881967785,0.17073280750592848,0.16921900577237878]
[60226,"Rancho SECO Solar I","2016-07-03",2016,"West (non-ISO)","CA",38.343510999999999,-121.11693099999999,5.0638365296999996,"PV","Thin-Film",12.5,10.88,1.1488970588235294,"Tracking","Single Axis","Tracking",180,null,null,null,null,null,null,null,74.320250951154165,84.73676029285636,null,null,null,null,null,null,null,null,null,0.24845554660220248,0.25433118452860592,0.23843548549556801,0.23964653313511186,0.23415466357775983]
[61342,"Barrett PV (BWC Barrett Street, BWC French River+BWC Stillwater River)","2016-11-30",2016,"ISO-NE","MA",42.162641000000001,-71.868590999999995,3.8364356164000002,"PV","c-Si",16.440000000000001,11.93,1.3780385582564965,"Fixed Tilt","Fixed Tilt",25,180,null,null,null,null,null,38.57,6.22,null,181.2644243343249,null,null,null,null,null,null,null,null,null,0.17911753110802361,0.15783661924391523,0.18893507408130383,0.18673935846170051,0.17667749849770539]
[60764,"Victory Solar","2016-12-31",2016,"West (non-ISO)","CO",39.792740999999999,-104.437691,4.8457230594,"PV","c-Si",16.0398,12.831,1.2500818330605565,"Tracking","Single Axis","Tracking",180,null,null,null,null,null,34.17,37.29,null,75.066176597171477,null,null,null,null,null,null,null,null,null,0.25930706490310101,0.26404017951671693,0.26010777978134431,0.24481954635425171,0.25824834189742374]
[60023,"SR Jenkins Fort Lupton (United Power)","2016-06-30",2016,"West (non-ISO)","CO",40.083371,-104.74757099999999,4.8144566209999997,"PV","Thin-Film",18.100000000000001,13,1.3923076923076925,"Tracking","Single Axis","Tracking",180,null,null,null,null,null,33.35,36.619999999999997,null,77.96547841796469,null,null,null,null,null,null,null,null,null,0.2679311556023885,0.27476290832455214,0.27118897084650512,0.28703411797674094,0.28440463645943098]
[60735,"Longview Solar (Hebron Solar, LS Worcester Solar)","2016-02-28",2016,"PJM","MD",38.404451000000002,-75.672251000000003,4.2142089041000004,"PV","c-Si",17.817,13.6,1.3100735294117647,"Tracking","Single Axis","Tracking",181,null,null,null,null,null,37.119999999999997,17.170000000000002,null,104.80783577596866,null,null,null,null,null,null,null,null,null,0.23275919957023899,0.19154579640075209,0.21307581251678753,0.19782793581913638,0.21377249529948966]
[59599,"Tropico Solar (Coronal Tulare 2)","2016-09-30",2016,"CAISO","CA",35.831310999999999,-119.05111100000001,5.3359831050000004,"PV","c-Si",18.2,14,1.3,"Tracking","Single Axis","Tracking",180,null,null,null,null,null,33.409999999999997,7.35,82.593428419612934,119.71394643832974,null,null,null,null,null,null,null,null,null,0.28887801696020876,0.28697814742335293,0.2794275929549902,0.26557214415820979,0.22064579256360078]
[59747,"River Mountains Solar","2016-01-31",2016,"West (non-ISO)","NV",36.031616,-114.929399,5.6480958903999996,"PV","c-Si",18.667439999999999,14.4,1.2963499999999999,"Tracking","Single Axis","Tracking",180,null,null,null,null,null,24.98,16.36,null,87.911460652891066,null,null,null,null,null,null,null,null,null,0.27799181887366819,0.26993753170979201,0.26786846778285139,0.27251252276867033,0.22880200405885334]
[60391,"NRG Spencer Community Solar Project (Solterra Monastery, Sja Solar, St Joseph Abbey Community Solar)","2016-12-31",2016,"ISO-NE","MA",42.285971000000004,-72.009381000000005,3.8145132419999999,"PV","c-Si",20.100000000000001,14.681999999999999,1.3690232938291789,"Fixed Tilt","Fixed Tilt",20,180,null,null,null,null,null,38.6,6.5,null,170.50560294930128,null,null,null,null,null,null,null,null,null,0.18060197340389472,0.17145835704764448,0.18173715026444956,0.19571720722175948,0.20466616781086275]
[60080,"CED Ducor 3 (SR Solis Crown)","2016-12-31",2016,"CAISO","CA",35.845377999999997,-119.05699199999999,5.3359831050000004,"PV","c-Si",19.6356,15,1.30904,"Tracking","Single Axis","Tracking",180,null,null,null,null,null,33.85,7.3,56.873316601318379,79.948954035586141,null,null,null,null,null,null,null,null,null,0.30099695585996949,0.29837899543378993,0.26802891933028922,0.28687006678809956,0.27347792998477932]
[60787,"Williamston Speight Solar","2016-11-30",2016,"PJM","NC",35.894371,-77.163090999999994,4.4362650685,"PV","c-Si",20.9,15,1.3933333333333333,"Tracking","Single Axis","Tracking",180,null,null,null,null,null,41.44,11.84,null,93.667348483080929,null,null,null,null,null,null,null,null,null,0.22521308980213087,0.19557077625570776,0.24576864535768647,0.23255160898603522,0.21567732115677321]
[59570,"Mocksville Solar Facility","2016-12-31",2016,"Southeast (non-ISO)","NC",35.833821,-80.574670999999995,4.4623659816999997,"PV","c-Si",20,15.4,1.2987012987012987,"Fixed Tilt","Fixed Tilt",20,179,null,null,null,null,null,40.82,5.25,null,98.290525052831001,null,null,null,null,null,null,null,null,null,0.19673249125303921,0.19072080887149379,0.19969015003261578,0.19183343978425946,0.20139506612109351]
[60702,"Rincon Solar I","2016-12-31",2016,"Southeast (non-ISO)","GA",32.292878999999999,-81.284401000000003,4.6848965752999998,"PV","c-Si",21.24738,15.7,1.3533363057324841,"Tracking","Single Axis","Tracking",180,null,null,null,null,null,37.19,5.87,null,114.14568715685256,null,null,null,null,null,null,null,null,null,0.26086292644620895,0.23172061774714256,0.21683680888811335,0.22474997969672716,0.2215338975656575]
[61552,"Fort Detrick Solar","2016-02-10",2016,"PJM","MD",39.437781000000001,-77.450551000000004,4.0565705478999998,"PV","c-Si",18.598140000000001,15.7,1.1845949044585988,"Fixed Tilt","Fixed Tilt",15,180,null,null,null,null,null,44.38,12.5,null,130.84820414139199,null,null,null,null,null,null,null,null,null,0.14941977139865631,0.15413867318151414,0.16321292499200188,0.15875709164317289,0.14891806997644189]
[60062,"Avalon Solar Phase II","2016-05-26",2016,"West (non-ISO)","AZ",32.042701000000001,-110.95893100000001,5.7775589041000002,"PV","c-Si",21.513999999999999,16,1.344625,"Tracking","Single Axis","Tracking",180,null,null,null,null,null,null,null,null,56.434097629943167,null,null,null,null,null,null,null,null,null,0.31389840182648404,0.30866152968036531,0.30534389269406398,0.31694700591985431,0.31083761415525113]
[60555,"Selmer I (Selmer North)","2016-12-01",2016,"Southeast (non-ISO)","TN",35.140555999999997,-88.551111000000006,4.3718141553000001,"PV","Thin-Film",19.912499999999998,16,1.2445312499999999,"Tracking","Single Axis","Tracking",179,null,null,null,null,null,38.04,5.89,null,98.085714715300284,null,null,null,null,null,null,null,null,null,null,0.21069492009132421,0.21774400684931508,0.20903062386156648,0.2192494292237443]
[60316,"Scott 1 Solar Farm (Powhatan Solar, Scott Timber Solar)","2016-12-31",2016,"PJM","VA",37.524951000000001,-77.936711000000003,4.3119285388000002,"PV","c-Si",22.9,17,1.3470588235294116,"Tracking","Single Axis","Tracking",180,null,null,null,null,null,40.28,7.76,null,111.35308640902733,null,null,null,null,null,null,null,null,null,0.18632634300295461,0.1188639202256245,0.14176067687348912,0.21322190078217079,0.19796535052377115]
[60469,"Solar Glynn","2016-12-31",2016,"Southeast (non-ISO)","GA",31.274374999999999,-81.448356000000004,4.7918301369999998,"PV","c-Si",22.982400000000002,17.68,1.2999095022624436,"Fixed Tilt","Fixed Tilt",20,180,null,null,null,null,null,38.21,6.91,null,103.63066634197227,null,null,null,null,null,null,null,null,null,0.20466768138001015,0.19860476915271436,0.19833840690005075,0.19249645820684075,0.17835489599188228]
[59249,"Rio Bravo Solar Project 1","2016-12-31",2016,"CAISO","CA",35.415981000000002,-119.629481,5.3259349315,"PV","c-Si",25.721550000000001,19.5,1.3190538461538461,"Tracking","Single Axis","Tracking",179,null,null,null,null,null,27.76,7.09,67.750307273027417,100.70680621145161,null,null,null,null,null,null,null,null,null,0.30703196347031958,0.2986073059360731,0.28004566210045667,0.25864071038251368,0.27567922374429221]
[59250,"Rio Bravo Solar Project 2","2016-12-31",2016,"CAISO","CA",35.422500999999997,-119.629167,5.3259349315,"PV","c-Si",25.721550000000001,19.5,1.3190538461538461,"Tracking","Single Axis","Tracking",179,null,null,null,null,null,27.76,7.09,67.76717736945993,98.492975646847469,null,null,null,null,null,null,null,null,null,0.3059474885844749,0.29672945205479451,0.28305936073059357,0.26102572859744988,0.28426940639269405]
[60318,"Woodland Solar Farm (VA) (Isle of Wight Solar Project)","2016-12-31",2016,"PJM","VA",36.891851000000003,-76.613270999999997,4.3386374428999996,"PV","c-Si",25.1,19.7,1.2741116751269037,"Tracking","Single Axis","Tracking",201,null,null,null,null,null,42.05,9.74,null,92.370296757475813,null,null,null,null,null,null,null,null,null,0.16550108147080028,0.16281542898341744,0.19606464792117279,0.19188596491228069,0.22208603701033405]
[59513,"PSEG Meadows Solar Energy Center (Meadows PV1)","2016-06-01",2016,"PJM","NC",35.834881000000003,-77.123970999999997,4.4362650685,"PV","Thin-Film",25.890320000000003,19.998999999999999,1.2945807290364519,"Fixed Tilt","Fixed Tilt",20,181,null,null,null,null,null,41.4,13.5,null,95.239245060465592,null,null,null,null,null,null,null,null,null,0.18984967513215842,0.19568330014674248,0.19546639432428239,0.19412400492520074,0.19695048679374605]
[59088,"Calipatria Solar Farm","2016-02-12",2016,"West (non-ISO)","CA",33.165832999999999,-115.532222,5.9063401826000002,"PV","Thin-Film",26.6,20,1.33,"Tracking","Single Axis","Tracking",180,null,null,null,null,null,null,null,null,105.14339966414147,null,null,null,null,null,null,null,null,null,0.25912671232876711,0.23928082191780822,0.23992579908675798,0.23803506375227687,0.24018835616438355]
[59528,"NRG Solar Oasis","2016-01-31",2016,"CAISO","CA",34.648888999999997,-118.076667,5.8456027397000003,"PV","c-Si",27.8,20,1.3900000000000001,"Tracking","Single Axis","Tracking",180,null,null,null,null,null,31.12,6.48,null,86.641425236844327,null,null,null,null,null,null,null,null,null,0.33054223744292238,0.32602168949771687,0.31553652968036527,0.28938410746812387,0.29383561643835615]
[59600,"Nicolis Solar PV Plant (Coronal Tulare 1)","2016-09-30",2016,"CAISO","CA",35.822341000000002,-119.039271,5.3359831050000004,"PV","c-Si",26,20,1.3,"Tracking","Single Axis","Tracking",180,null,null,null,null,null,33.92,7.34,80.023209960483314,116.28505726049247,null,null,null,null,null,null,null,null,null,0.28997716894977171,0.28472602739726027,0.2864954337899544,0.26846539162112937,0.22917808219178087]
[59740,"SEPV Mojave West","2016-05-31",2016,"CAISO","CA",35.020330999999999,-118.278291,5.7908200912999996,"PV","c-Si",25,20,1.25,"Tracking","Single Axis","Tracking",180,null,null,null,null,null,30.45,6.93,null,76.199637286885689,null,null,null,null,null,null,null,null,null,0.32599315068493151,0.32672374429223744,0.31213470319634701,0.30080259562841533,0.31760273972602737]
[59868,"Kingbird A Solar","2016-04-30",2016,"CAISO","CA",34.822510999999999,-118.43802100000001,5.7788794521,"PV","Thin-Film",25.5,20,1.2749999999999999,"Tracking","Single Axis","Tracking",180,null,null,null,null,null,30.29,6.87,64.328934955224256,54.168475183303357,null,null,null,null,null,null,null,null,null,0.33902968036529679,0.34643264840182658,0.32789954337899541,0.32110086520947179,0.33809931506849317]
[59961,"Western Antelope Blue Sky Ranch B (WABSRB)","2016-12-21",2016,"CAISO","CA",34.725881000000001,-118.31271099999999,5.7811771690000002,"PV","c-Si",25.855,20,1.2927500000000001,"Tracking","Single Axis","Tracking",180,null,null,null,null,null,30.75,6.76,63.264611729653517,65.728427508008849,null,null,null,null,null,null,null,null,null,0.30797945205479454,0.32656963470319639,0.31366438356164378,0.31346197632058292,0.31205479452054791]
[59962,"North Lancaster Ranch","2016-12-14",2016,"CAISO","CA",34.719538,-118.313011,5.7811771690000002,"PV","c-Si",22.47,20,1.1234999999999999,"Fixed Tilt","Fixed Tilt",25,180,null,null,null,null,null,29.01,8.9700000000000006,99.481841991668176,90.770986659097005,null,null,null,null,null,null,null,null,null,0.22559360730593611,0.22007990867579907,0.22190639269406393,0.1917178961748634,0.2006792237442922]
[59963,"Central Antelope Dry Ranch C (CADR C)","2016-05-31",2016,"CAISO","CA",34.720498999999997,-118.300461,5.7811771690000002,"PV","c-Si",22.47,20,1.1234999999999999,"Fixed Tilt","Fixed Tilt",25,180,null,null,null,null,null,29.07,8.9700000000000006,null,89.685941349720423,null,null,null,null,null,null,null,null,null,0.21213470319634703,0.22516552511415525,0.21878995433789955,0.18621357012750456,0.19928652968036531]
[60039,"Frontier I Solar","2016-06-30",2016,"CAISO","CA",37.367440999999999,-121.14938100000001,5.2102527396999996,"PV","c-Si",28.024000000000001,20,1.4012,"Tracking","Single Axis","Tracking",180,null,null,null,null,null,31.62,6.96,59.173894663766987,64.071746909124982,null,null,null,null,null,null,null,null,null,0.29258561643835623,0.30360159817351606,0.29732876712328771,0.28241120218579235,0.2935159817351598]
[60078,"CED Ducor 1 (SR Solis Vestal Almond)","2016-12-31",2016,"CAISO","CA",35.856278000000003,-119.068414,5.3359831050000004,"PV","c-Si",26.189399999999999,20,1.3094699999999999,"Tracking","Single Axis","Tracking",180,null,null,null,null,null,33.880000000000003,7.3,56.873316601318386,76.174806642575433,null,null,null,null,null,null,null,null,null,0.30581050228310502,0.29933789954337897,0.26675799086757984,0.28328210382513663,0.27559360730593602]
[60079,"CED Ducor 2 (SR Solis Vestal Herder)","2016-12-31",2016,"CAISO","CA",35.844166999999999,-119.06806899999999,5.3359831050000004,"PV","c-Si",26.189399999999999,20,1.3094699999999999,"Tracking","Single Axis","Tracking",180,null,null,null,null,null,33.799999999999997,7.3,56.873316601318386,84.068465565667694,null,null,null,null,null,null,null,null,null,0.30396118721461185,0.29837899543378993,0.26467465753424657,0.28692509107468123,0.27508561643835616]
[60081,"CED Ducor 4 (SR Solis Vestal Fireman)","2016-12-31",2016,"CAISO","CA",35.850403,-119.02699200000001,5.3359831050000004,"PV","c-Si",26.189399999999999,20,1.3094699999999999,"Tracking","Single Axis","Tracking",180,null,null,null,null,null,33.86,7.29,56.873316601318386,78.971584506387231,null,null,null,null,null,null,null,null,null,0.3048744292237443,0.29876141552511409,0.26543949771689496,0.27719717668488159,0.27376712328767122]
[60091,"Kingbird B Solar","2016-04-30",2016,"CAISO","CA",34.822510999999999,-118.44442100000001,5.7788794521,"PV","Thin-Film",25.5,20,1.2749999999999999,"Tracking","Single Axis","Tracking",180,null,null,null,null,null,30.3,6.87,64.56371209009734,54.909272652626179,null,null,null,null,null,null,null,null,null,0.33832762557077628,0.33761415525114158,0.31247716894977168,0.32524476320582874,0.33371575342465754]
[60279,"Antelope Big Sky Ranch Solar Facility (ABSR)","2016-08-16",2016,"CAISO","CA",34.694839000000002,-118.287691,5.7423842466000004,"PV","c-Si",26.31,20,1.3154999999999999,"Tracking","Single Axis","Tracking",180,null,null,null,null,null,30.82,6.68,64.068269159803592,72.59021553571786,null,null,null,null,null,null,null,null,null,0.32200913242009127,0.32700913242009139,0.31494292237442928,0.29658469945355193,0.29133561643835615]
[60280,"Summer Solar of Lancaster (Summer Solar SCPPA)","2016-07-08",2016,"CAISO","CA",34.714703,-118.31100600000001,5.7811771690000002,"PV","c-Si",25.855,20,1.2927500000000001,"Tracking","Single Axis","Tracking",180,null,null,null,null,null,30.81,6.77,66.841260809351695,63.708028368494972,null,null,null,null,null,null,null,null,null,0.31999429223744291,0.32580479452054795,0.31172374429223743,0.30898793260473595,0.31670091324200911]
[60319,"Whitehouse Solar Farm (Louisa Solar Project, SFAE VA121 PV Project)","2016-12-31",2016,"PJM","VA",38.021420999999997,-77.969730999999996,4.2446652968,"PV","c-Si",26.8,20,1.34,"Tracking","Single Axis","Tracking",190,null,null,null,null,null,41.41,9.67,null,99.18422073377171,null,null,null,null,null,null,null,null,null,0.20340182648401828,0.16258561643835617,0.21136415525114161,0.17806807832422583,0.213013698630137]
[60386,"RE Garland A","2016-12-14",2016,"CAISO","CA",34.821452999999998,-118.497406,5.7788794521,"PV","c-Si",26.829268292682929,20,1.3414634146341464,"Tracking","Single Axis","Tracking",180,null,null,null,null,null,30.91,6.65,64.839487363926253,64.764649455309907,null,null,null,null,null,null,null,null,null,0.33591894977168951,0.34244292237442925,0.3289783105022831,0.30065459927140253,0.31674086757990866]
[60485,"Longboat Solar","2016-12-31",2016,"CAISO","CA",34.903461,-117.103049,5.9165703195999999,"PV","c-Si",26.728155000000001,20,1.33640775,"Tracking","Single Axis","Tracking",181,null,null,null,null,null,31.06,6.66,null,80.143418321414757,null,null,null,null,null,null,null,null,null,0.33587899543378996,0.34452625570776257,0.29955479452054795,0.29825250455373409,0.29372146118721465]
[60886,"Pavant Solar 3","2016-12-31",2016,"West (non-ISO)","UT",39.154474,-112.359849,5.0044614154999998,"PV","c-Si",25.8,20,1.29,"Tracking","Single Axis","Tracking",180,null,null,null,null,null,28.46,29.71,null,65.606189808020574,null,null,null,null,null,null,null,null,null,0.27407534246575338,0.28831050228310501,0.27473173515981736,0.28438638433515484,0.27563926940639266]
[60741,"Old Midville Solar Project","2016-11-17",2016,"Southeast (non-ISO)","GA",32.822640999999997,-81.984981000000005,4.6830045662000002,"PV","c-Si",28.2,20.163,1.3986013986013985,"Tracking","Single Axis","Tracking",180,null,null,null,null,null,37.479999999999997,5.84,null,77.613426601264408,null,null,null,null,null,null,null,null,null,0.25610905820757174,0.23941293979183806,0.24314960922364012,0.23749971430473696,0.22189588642517821]
[60381,"Sulphur Springs","2016-12-31",2016,"West (non-ISO)","AZ",32.066890999999998,-109.92144,5.7646831049999996,"PV","c-Si",22.968,20.5,1.1203902439024391,"Tracking","Single Axis","Tracking",180,null,null,null,null,null,null,null,null,60.033975672209714,null,null,null,null,null,null,null,null,null,0.30228881278538811,0.31070205479452051,0.29638127853881285,0.30852117486338793]
[59900,"Corcoran Solar 3","2016-02-29",2016,"CAISO","CA",36.148381000000001,-119.58944099999999,5.29148379,"PV","c-Si",28,21.19,1.3213780084945728,"Tracking","Single Axis","Tracking",180,null,null,null,null,null,32.1,7.33,null,72.082993024273009,null,null,null,null,null,null,null,null,null,0.29740296803652966,0.29998287671232876,0.2839897260273973,0.26602914389799637,0.28665525114155249]
[59891,"Butler Solar Farm","2016-02-01",2016,"Southeast (non-ISO)","GA",32.576191000000001,-84.317211,4.5821171232999998,"PV","Thin-Film",29,22,1.3181818181818181,"Tracking","Single Axis","Tracking",197,null,null,null,null,null,37.71,5.69,null,82.967627685258833,null,null,null,null,null,null,null,null,null,0.2377682648401826,0.22432648401826483,0.2309360730593607,0.21820355191256835,0.22523401826484019]
[59251,"Caprock Solar 1","2016-12-31",2016,"SPP","NM",34.986041,-103.624961,5.4588408676000002,"PV","c-Si",32.4,25,1.296,"Tracking","Single Axis","Tracking",180,null,null,null,null,null,44.01,26.87,42.505516667943624,77.006883194989285,null,null,null,null,null,null,null,null,null,0.31500913242009132,0.30963926940639269,0.29368036529680364,0.28125227686703097,0.23650228310502283]
[59863,"Fort Gordon Solar Facility","2016-10-30",2016,"Southeast (non-ISO)","GA",33.386581,-82.131050999999999,4.5986762557,"PV","c-Si",42.5,30,1.4166666666666667,"Fixed Tilt","Fixed Tilt",20,195,null,null,null,null,null,37.99,6.46,null,101.74163426089451,null,null,null,null,null,null,null,null,null,0.22370243531202438,0.21510654490106543,0.21519786910197869,0.2044778384942319,0.21462328767123287]
[59864,"King's Bay Solar Facility (Naval Submarine Base (SUBASE))","2016-12-31",2016,"Southeast (non-ISO)","GA",30.830441,-81.558809999999994,4.7712990868,"PV","c-Si",41.5,30,1.3833333333333333,"Fixed Tilt","Fixed Tilt",16,180,null,null,null,null,null,38.19,7.15,null,111.70259788025966,null,null,null,null,null,null,null,null,null,0.22715753424657534,0.21006849315068493,0.22614155251141552,0.21141848816029143,0.18055555555555555]
[59865,"Fort Stewart Solar Facility","2016-10-30",2016,"Southeast (non-ISO)","GA",31.903970999999999,-81.591081000000003,4.6804869863,"PV","c-Si",43.5,30,1.45,"Fixed Tilt","Fixed Tilt",20,195,null,null,null,null,null,38.14,6.26,null,116.42781775985286,null,null,null,null,null,null,null,null,null,0.22222602739726027,0.20059360730593606,0.20649923896499239,0.19168564055859139,0.1815981735159817]
[60285,"Red Horse 3","2016-07-30",2016,"West (non-ISO)","AZ",32.269171,-110.15275099999999,5.7559735160000001,"PV","c-Si",37.700000000000003,30,1.2566666666666668,"Tracking","Single Axis","Tracking",180,null,null,null,null,null,null,null,45.504166346506416,67.406054022603044,null,null,null,null,null,null,null,null,null,0.30193302891933027,0.30908675799086766,0.2878729071537291,0.29250531268973895,0.28250761035007604]
[60304,"PSEG San Isabel Solar","2016-12-31",2016,"West (non-ISO)","CO",37.371640999999997,-104.474081,5.1506760274000003,"PV","c-Si",37.9,30,1.2633333333333332,"Tracking","Single Axis","Tracking",180,null,null,null,null,null,34.270000000000003,27.8,41.179285588538299,63.668637915847867,null,null,null,null,null,null,null,null,null,0.2536834094368341,0.28697488584474884,0.28177701674277017,0.29392455980570736,0.28842465753424656]
[59894,"Pawpaw Solar Plant","2016-03-01",2016,"Southeast (non-ISO)","GA",32.573430999999999,-84.257610999999997,4.5850029680000004,"PV","c-Si",42.5,30.48,1.3943569553805775,"Tracking","Single Axis","Tracking",180,null,null,null,null,null,37.18,6.16,57.381618583149574,85.6392028074862,null,null,null,null,null,null,null,null,null,0.25316590563165908,0.24555175038051755,0.25481735159817354,0.23272237401335763,0.24511796042617962]
[60351,"PSEG Rawhide Flats Solar Energy Center (Bison Solar, Larimer Solar)","2016-10-31",2016,"West (non-ISO)","CO",40.863809000000003,-105.011101,4.4396744292000001,"PV","c-Si",36.299999999999997,32.400000000000006,1.12037037037037,"Tracking","Single Axis","Tracking",180,null,null,null,null,null,33.06,30.23,47.972421298773916,70.393876710093124,null,null,null,null,null,null,null,null,null,0.20846721912170935,0.22674615254523936,0.2158943570663511,0.2206593357170164,0.21898077681943748]
[60149,"Innovative Solar 43","2016-12-31",2016,"Southeast (non-ISO)","NC",34.533191000000002,-78.311041000000003,4.4946541095999999,"PV","c-Si",50.776740000000004,38.9,1.3053146529562984,"Fixed Tilt","Fixed Tilt",20,181,null,null,null,null,null,40.659999999999997,4.6900000000000004,null,78.629966816940325,null,null,null,null,null,null,null,null,null,0.20440832951837642,0.20382728222464822,0.22303705790517786,0.18754302049531521,0.19998297942270904]
[59164,"Elm City Solar Facility (formerly Nan Solar Center)","2016-03-01",2016,"Southeast (non-ISO)","NC",35.782060999999999,-77.847140999999993,4.4523303652999999,"PV","Thin-Film",53.62,40,1.3405,"Fixed Tilt","Fixed Tilt",25,181,null,null,null,null,null,41.19,1.95,null,84.302231744564736,null,null,null,null,null,null,null,null,null,0.23421803652968037,0.22652682648401826,0.22727739726027396,0.21446948998178511,0.22384417808219179]
[59964,"Elevation Solar C","2016-12-21",2016,"CAISO","CA",34.726981000000002,-118.303251,5.7811771690000002,"PV","c-Si",51.136000000000003,40,1.2784,"Tracking","Single Axis","Tracking",180,null,null,null,null,null,30.66,6.22,58.97664834822109,63.949476645489376,null,null,null,null,null,null,null,null,null,0.31497431506849316,0.33087043378995434,0.31600742009132421,0.31446664389799633,0.31187214611872144]
[60445,"Idaho Solar 1 (Boise Solar Farm)","2016-09-23",2016,"West (non-ISO)","ID",43.440921000000003,-116.32843099999999,4.6478885845000004,"PV","c-Si",54.625,40,1.3656250000000001,"Tracking","Single Axis","Tracking",180,null,null,null,null,null,null,null,null,87.292703182103367,null,null,null,null,null,null,null,null,null,0.25307648401826488,0.27753424657534248,0.26863013698630139,0.26765710382513663,0.2703909817351598]
[59317,"Beacon Solar 4 ( Hecate Energy Beacon 4 Photovoltaic Project)","2016-12-09",2016,"West (non-ISO)","CA",35.251790999999997,-118.024281,5.8451440639000003,"PV","c-Si",56.47,50,1.1294,"Tracking","Single Axis","Tracking",180,null,null,null,null,null,null,null,57.532987873256211,66.000919456601665,null,null,null,null,null,null,null,null,null,0.26436301369863013,0.28615753424657536,0.28062785388127853,0.28017304189435338,0.28317123287671231]
[60186,"Antelope DSR 1","2016-12-16",2016,"CAISO","CA",34.656120999999999,-118.290481,5.7423842466000004,"PV","c-Si",62.5,50,1.25,"Tracking","Single Axis","Tracking",180,null,null,null,null,null,30.75,6.48,49.352984437048754,61.174370101010041,null,null,null,null,null,null,null,null,null,0.30110045662100454,0.30241780821917807,0.29242009132420094,0.29158469945355192,0.29956621004566208]
[60413,"Apple Bonnybrooke Solar","2016-11-30",2016,"West (non-ISO)","AZ",33.053000999999995,-111.340001,5.7969257991000003,"PV","c-Si",62.64,50,1.2527999999999999,"Tracking","Single Axis","Tracking",180,null,null,null,null,null,null,null,null,62.485743082015851,null,null,null,null,null,null,null,null,null,0.30789041095890413,0.31683561643835623,0.31082420091324203,0.32076502732240436,0.30813242009132419]
[60449,"PSEG Pavant 2","2016-11-01",2016,"West (non-ISO)","UT",39.157291000000001,-112.354951,5.0044614154999998,"PV","c-Si",62.7,50,1.254,"Tracking","Single Axis","Tracking",180,null,null,null,null,null,28.44,28.6,null,69.452902116452293,null,null,null,null,null,null,null,null,null,0.27208904109589044,0.2775502283105023,0.26274429223744294,0.28327413479052821,0.26981278538812786]
[59945,"Granite Mountain Solar West (Three Cedars)","2016-09-01",2016,"West (non-ISO)","UT",37.786270999999999,-113.280011,5.2480246575000002,"PV","c-Si",62.5,50.4,1.2400793650793651,"Tracking","Single Axis","Tracking",179,null,null,null,null,null,27.25,24.5,null,61.147372296932517,null,null,null,null,null,null,null,null,null,0.28985241356816704,0.27987741900413132,0.28411973617453068,0.29654611920663831,0.28333378633036166]
[60063,"Live Oak Solar","2016-12-31",2016,"Southeast (non-ISO)","GA",32.423797999999998,-82.102823999999998,4.6988301369999999,"PV","c-Si",null,51,null,"Fixed Tilt","Fixed Tilt",17,200,null,null,null,null,null,38.17,6.62,53.636676260682918,81.75019580123876,null,null,null,null,null,null,null,null,null,0.22179917629152118,0.21951159459217476,0.22869325812516789,0.21922434729811779,0.21751947354284179]
[60554,"SR Hazlehurst Solar II","2016-12-31",2016,"Southeast (non-ISO)","GA",31.820211,-82.602070999999995,4.7210342466000004,"PV","Thin-Film",71.3,52.5,1.358095238095238,"Tracking","Single Axis","Tracking",180,null,null,null,null,null,37.57,5.84,47.167597195756287,90.04540635449392,null,null,null,null,null,null,null,null,null,0.22207001522070016,0.25628180039138942,0.23609915198956294,0.24887633359354672,0.2501239399869537]
[60590,"TID Solar Generating Station (Golden Fields Solar I , Rosamond West Solar Project II)","2016-12-31",2016,"CAISO","CA",34.840150999999999,-118.391161,5.7757949772000003,"PV","c-Si",67.400000000000006,54,1.2481481481481482,"Tracking","Single Axis","Tracking",180,null,null,null,null,null,30.63,7.48,44.899738399473193,88.546771692438895,null,null,null,null,null,null,null,null,null,0.31782090309487571,0.32270209707424319,0.31485709453745986,0.26328172434729813,0.2592106375782175]
[60591,"Stanford Solar Generating Station (Solar Star California  XLI  ,Rosamond West Solar Project I)","2016-12-31",2016,"CAISO","CA",34.830401000000002,-118.395841,5.7757949772000003,"PV","c-Si",67.400000000000006,54,1.2481481481481482,"Tracking","Single Axis","Tracking",180,null,null,null,null,null,30.61,8.3000000000000007,45.560600678452055,97.219395226229565,null,null,null,null,null,null,null,null,null,0.32064941653982748,0.33159352274649079,0.3292089463893117,0.24985874991567159,0.2335764417385422]
[59316,"Beacon Solar 3 ( Hecate Energy Beacon 3 Photovoltaic Project)","2016-12-09",2016,"West (non-ISO)","CA",35.248480999999998,-118.00881099999999,5.8451440639000003,"PV","c-Si",62.95,56,1.124107142857143,"Tracking","Single Axis","Tracking",180,null,null,null,null,null,null,null,57.532987873256197,63.054871676954882,null,null,null,null,null,null,null,null,null,0.26908838878016961,0.29157901174168299,0.28171681343770383,0.28139230418943534,0.28433219178082192]
[59523,"Five Points Solar Park","2016-08-30",2016,"CAISO","CA",36.392040999999999,-120.238331,5.3629392694,"PV","c-Si",84,60,1.4,"Tracking","Single Axis","Tracking",179,null,null,null,null,null,29.64,6.65,50.562020325185166,64.861795834769183,null,null,null,null,null,null,null,null,null,0.28345129375951295,0.30846461187214613,0.27498477929984777,0.2555650425015179,0.26986111111111116]
[60611,"Summit Farms Solar (Phase 1)","2016-12-01",2016,"PJM","NC",36.474820999999999,-76.151330999999999,4.3991255707999999,"PV","c-Si",84.2,60,1.4033333333333333,"Tracking","Single Axis","Tracking",181,null,null,null,null,null,41.63,13.29,51.890923121516721,95.661779065525494,null,null,null,null,null,null,null,null,null,0.23912100456621005,0.21832952815829529,0.23251141552511415,0.22852534911961142,0.21135844748858448]
[60389,"RE Barren Ridge 1 / RE Cinco Solar Project (Apollo Solar Project?)","2016-08-30",2016,"West (non-ISO)","CA",35.204730999999995,-118.06875099999999,5.8451440639000003,"PV","c-Si",78,62,1.2580645161290323,"Tracking","Single Axis","Tracking",180,null,null,null,null,null,null,null,61.322779970333777,71.835017188409395,null,null,null,null,null,null,null,null,null,0.3276789659743703,0.32600714390926505,0.30083222860509645,0.30960433926787706,0.31537229341581968]
[60405,"Chaves County Solar I","2016-10-07",2016,"SPP","NM",33.446111000000002,-104.442021,5.5833401825999998,"PV","c-Si",95.6,70,1.3657142857142857,"Tracking","Single Axis","Tracking",180,null,null,null,null,null,45.97,23.46,38.078486447249382,64.843289485054072,null,null,null,null,null,null,null,null,null,0.28386497064579258,0.30569960861056744,0.27043378995433792,0.28866933385376009,0.26598173515981738]
[60406,"Roswell Solar","2016-10-07",2016,"SPP","NM",33.460731000000003,-104.460111,5.5833401825999998,"PV","c-Si",95.6,70,1.3657142857142857,"Tracking","Single Axis","Tracking",180,null,null,null,null,null,45.95,23.44,37.600360104455525,68.669759956237385,null,null,null,null,null,null,null,null,null,0.27959556425309851,0.30727332028701893,0.26828440965427269,0.28484257090814469,0.26211024135681671]
[59993,"FPL Babcock Ranch Solar Energy Center","2016-12-31",2016,"Southeast (non-ISO)","FL",26.861621,-81.742821000000006,5.0537132419999997,"PV","c-Si",123,74.5,1.651006711409396,"Fixed Tilt","Fixed Tilt",20,195,"PV+Storage","Lithium-ion",2018,10,40,35.92,20.57,null,73.159712411526641,null,null,null,null,null,null,null,null,null,0.25140510557445372,0.25281174343415769,0.24678986240078454,0.24002304372807179,0.24203977812509578]
[60014,"FPL Manatee Solar Energy Center","2016-12-31",2016,"Southeast (non-ISO)","FL",27.619710999999999,-82.354971000000006,5.0141648402000003,"PV","c-Si",123,74.5,1.651006711409396,"Fixed Tilt","Fixed Tilt",20,195,"PV+Storage",null,2021,409,900,35.81,22.33,null,72.406679744780988,null,null,null,null,null,null,null,null,null,0.25846281143697708,0.25471177714443322,0.25175446661150441,0.24685058862361095,0.24692776807330452]
[60061,"FPL Citrus Solar Energy Center","2016-12-31",2016,"Southeast (non-ISO)","FL",27.321511000000001,-81.801691000000005,5.0437858447000004,"PV","c-Si",123,74.5,1.651006711409396,"Fixed Tilt","Fixed Tilt",20,180,"PV+Storage","Lithium-ion",2018,4,16,35.65,20.14,null,75.110125278256376,null,null,null,null,null,null,null,null,null,0.25287150255891638,0.25337868897673993,0.25104655082590177,0.23825656165572548,0.24455885507646102]
[59589,"Rutherford Farm","2016-12-31",2016,"Southeast (non-ISO)","NC",35.257280999999999,-81.830111000000002,4.5246130136999998,"PV","c-Si",92,74.8,1.2299465240641712,"Fixed Tilt","Fixed Tilt",25,178,null,null,null,null,null,41.11,4.8899999999999997,null,79.627470201430327,null,null,null,null,null,null,null,null,null,0.21243254462432551,0.20109027421678516,0.21059965081923188,0.19995336684102361,0.20948556882279695]
[59977,"RE Astoria 2","2016-12-31",2016,"CAISO","CA",34.836561000000003,-118.483661,5.7788794521,"PV","c-Si",94.9,75,1.2653333333333334,"Tracking","Single Axis","Tracking",180,null,null,null,null,null,30.58,5.53,57.846288735517582,65.433362065943072,null,null,null,null,null,null,null,null,null,0.32176103500761033,0.34899543378995435,0.32767884322678842,0.33562537947783849,0.34976103500761035]
[60058,"River Bend Solar (AL)","2016-09-30",2016,"Southeast (non-ISO)","AL",34.837060999999999,-87.8429,4.3994481734999997,"PV","c-Si",100.2,75,1.3360000000000001,"Tracking","Single Axis","Tracking",180,null,null,null,null,null,37.869999999999997,5.77,58.567611786056794,76.850758511857919,null,null,null,null,null,null,null,null,null,0.22857534246575342,0.22529071537290715,0.22753120243531202,0.19841226472374013,0.22885388127853881]
[60082,"White Oak Solar","2016-07-01",2016,"Southeast (non-ISO)","GA",33.035471000000001,-82.107111000000003,4.6657502283000003,"PV","c-Si",112.6,76.5,1.4718954248366012,"Fixed Tilt","Fixed Tilt",17,200,null,null,null,null,null,38.21,6.52,53.579857340120789,80.639284856937465,null,null,null,null,null,null,null,null,null,0.23769063180827887,0.22472468439430568,0.22773748768913962,0.21507315737466809,0.21502671083654162]
[59671,"Hope Mills Solar (Innovative Solar 46)","2016-12-20",2016,"Southeast (non-ISO)","NC",34.918011,-78.933060999999995,4.5149367580000002,"PV","c-Si",100.04960000000001,78.5,1.2745171974522294,"Tracking","Single Axis","Tracking",185,null,null,null,null,null,39.950000000000003,5,null,89.004333356945068,null,null,null,null,null,null,null,null,null,0.22682430270773346,0.21272694354768346,0.21791292208358781,0.21557290035153667,0.22024256173108803]
[59386,"Enterprise Solar Plant (Four Brothers)","2016-09-12",2016,"West (non-ISO)","UT",37.644711000000001,-113.610991,5.4006244291999996,"PV","c-Si",105.1,80,1.31375,"Tracking","Single Axis","Tracking",180,null,null,null,null,null,25.94,25.8,null,54.345733510522926,null,null,null,null,null,null,null,null,null,0.32001569634703192,0.32154109589041097,0.31399257990867574,0.33432946265938068,0.31469178082191779]
[59946,"Granite Mountain Solar East (Three Cedars)","2016-09-01",2016,"West (non-ISO)","UT",37.773051000000002,-113.230841,5.2480246575000002,"PV","c-Si",101.3,80,1.2662499999999999,"Tracking","Single Axis","Tracking",179,null,null,null,null,null,26.99,24.14,null,59.89271523109597,null,null,null,null,null,null,null,null,null,0.29778396118721462,0.29693350456621009,0.2912029109589041,0.3071322859744991,0.29769834474885842]
[60068,"Grand View Solar Two","2016-12-31",2016,"West (non-ISO)","ID",43.016320999999998,-116.01181099999999,4.6863664384000003,"PV","c-Si",108,80,1.35,"Tracking","Single Axis","Tracking",180,null,null,null,null,null,null,null,null,56.327895528578829,null,null,null,null,null,null,null,null,null,0.23304223744292238,0.26021118721461189,0.25708904109589042,0.26542577413479052,0.27063356164383562]
[60127,"Amazon Solar Farm US East 1 (EIA: Eastern Shore Solar, Ventyx: Oak Hall Solar, Dominion: Solar Alliance with AWS, Amazon: Amazon Solar Farm US East 1)","2016-10-31",2016,"PJM","VA",37.948810999999999,-75.571630999999996,4.3047945204999998,"PV","c-Si",105.4,80,1.3175000000000001,"Tracking","Single Axis","Tracking",182,null,null,null,null,null,37.630000000000003,18.440000000000001,67.857313215116363,101.67541431310228,null,null,null,null,null,null,null,null,null,0.22479737442922373,0.21927083333333339,0.23592180365296803,0.22118340163934427,0.22292808219178081]
[60432,"Three Peaks Power Plant","2016-12-31",2016,"West (non-ISO)","UT",37.828681000000003,-113.127551,5.2485242009000004,"PV","c-Si",107.74763999999999,80,1.3468454999999999,"Tracking","Single Axis","Tracking",180,null,null,null,null,null,27.61,23.85,null,49.300740385380422,null,null,null,null,null,null,null,null,null,0.3148929794520548,0.32239012557077623,0.30924372146118723,0.31001679189435338,0.3205864726027397]
[59387,"Escalante Solar I (Four Brothers)","2016-10-31",2016,"West (non-ISO)","UT",38.524920999999999,-113.03545099999999,5.1642694063999999,"PV","c-Si",105.1,80.016000000000005,1.313487302539492,"Tracking","Single Axis","Tracking",179,null,null,null,null,null,26.73,26.02,null,58.128626656631091,null,null,null,null,null,null,null,null,null,0.29512271689497716,0.29187928082191783,0.29273116438356162,0.28163422131147542,0.29577340182648404]
[59388,"Escalante Solar II (Four Brothers)","2016-10-31",2016,"West (non-ISO)","UT",38.499951000000003,-113.028441,5.2347301369999997,"PV","c-Si",105.1,80.016000000000005,1.313487302539492,"Tracking","Single Axis","Tracking",179,null,null,null,null,null,26.75,25.76,null,57.328629443170058,null,null,null,null,null,null,null,null,null,0.29859589041095891,0.29680650684931503,0.29064069634703199,0.3107581967213115,0.2987685502283105]
[59389,"Escalante Solar III (Four Brothers)","2016-10-31",2016,"West (non-ISO)","UT",38.498430999999997,-112.986851,5.2151331049999996,"PV","c-Si",105.3,80.016000000000005,1.3159868026394719,"Tracking","Single Axis","Tracking",179,null,null,null,null,null,24.47,28.68,null,60.719711192026757,null,null,null,null,null,null,null,null,null,0.29672517123287673,0.29471603881278541,0.29172659817351598,0.30416097449908924,0.27868007990867583]
[59941,"Iron Springs Solar (Three Cedars)","2016-08-15",2016,"West (non-ISO)","UT",37.725620999999997,-113.159631,5.2294997716999996,"PV","c-Si",101.05800000000001,80.016000000000005,1.2629724055188962,"Tracking","Single Axis","Tracking",179,null,null,null,null,null,27.44,24.65,null,58.197696220843611,null,null,null,null,null,null,null,null,null,0.30251855022831048,0.30222031963470319,0.29712328767123292,0.31272199453551913,0.29394549086757993]
[60185,"Solverde 1 Solar Facility","2016-12-20",2016,"CAISO","CA",34.655693999999997,-118.29816599999999,5.7423842466000004,"PV","c-Si",106.3,85,1.2505882352941176,"Tracking","Single Axis","Tracking",180,null,null,null,null,null,31.22,6.49,51.868838899514131,61.125980826052498,null,null,null,null,null,null,null,null,null,0.2997945205479452,0.30071716357775985,0.29391888262154175,0.29151264330868959,0.29906795594950308]
[59814,"Copper Mountain Solar 4","2016-09-30",2016,"CAISO","NV",35.788471000000001,-114.980101,5.6636732877,"PV","c-Si",125.2,93.6,1.3376068376068377,"Tracking","Single Axis","Tracking",180,null,null,null,null,null,29.55,6.6,57.288380153262089,70.260240783622478,null,null,null,null,null,null,null,null,null,0.30370053272450542,0.32176779651094728,0.32438751317175984,0.32534994667849865,0.29903309526597205]
[59150,"RE Mustang Solar","2016-08-23",2016,"CAISO","CA",36.233341000000003,-119.913381,5.3587312784999996,"PV","c-Si",134.4,100,1.3440000000000001,"Tracking","Single Axis","Tracking",179,"PV+Storage","Lithium iron phosphate",2021,75,300,31.28,6.92,57.537638011189422,89.596467003027044,null,null,null,null,null,null,null,null,null,0.30232077625570775,0.29574315068493157,0.2821632420091324,0.26329121129326044,0.2317283105022831]
[59852,"North Star Solar Project","2016-10-20",2016,"MISO","MN",45.486161000000003,-92.895240999999999,3.7650851597999999,"PV","c-Si",138,100,1.38,"Tracking","Single Axis","Tracking",180,null,null,null,null,null,40.18,0.62,66.609217413338271,92.893714738098254,null,null,null,null,null,null,null,null,null,0.21623515981735159,0.22517922374429225,0.20318721461187214,0.22541666666666665,0.2334783105022831]
[59976,"RE Astoria 1","2016-12-31",2016,"CAISO","CA",34.844591000000001,-118.450811,5.7788794521,"PV","c-Si",130.80000000000001,100,1.3080000000000001,"Tracking","Single Axis","Tracking",179,null,null,null,null,null,30.64,5.65,null,67.128608365011715,null,null,null,null,null,null,null,null,null,0.30931735159817353,0.32863356164383561,0.32261073059360729,0.32668602003642988,0.34306849315068494]
[60352,"Boulder Solar Project 1","2016-12-31",2016,"West (non-ISO)","NV",35.835901,-114.974121,5.4780166667000003,"PV","c-Si",124.9,100,1.2490000000000001,"Tracking","Single Axis","Tracking",180,null,null,null,null,null,24.96,15.72,42.236972727520801,66.815431972588357,null,null,null,null,null,null,null,null,null,0.30993493150684931,0.31975228310502285,0.30608904109589041,0.32016051912568305,0.29736986301369861]
[60307,"Mesquite Solar 2","2016-12-31",2016,"CAISO","AZ",33.333041000000001,-112.921621,5.8711141552999999,"PV","c-Si",136.5,100.8,1.3541666666666667,"Tracking","Single Axis","Tracking",180,null,null,null,null,null,27.28,6.7,55.25886895018197,60.381005717015469,null,null,null,null,null,null,null,null,null,0.32943869138218451,0.32278643002101909,0.2899713252881061,0.29782233931824093,0.29015705406972531]
[60064,"White Pine Solar","2016-07-01",2016,"Southeast (non-ISO)","GA",32.503791,-84.259530999999996,4.5850029680000004,"PV","c-Si",148.5,101.2,1.4673913043478259,"Fixed Tilt","Fixed Tilt",17,200,null,null,null,null,null,38.130000000000003,6.96,52.869574006459096,77.765037241995202,null,null,null,null,null,null,null,null,null,0.23292183298139224,0.2164166982511235,0.22630376125760279,0.21252146374651723,0.21878102044867978]
[58975,"Henrietta Solar Project","2016-10-31",2016,"CAISO","CA",36.218806000000001,-119.80583300000001,5.3183070776000001,"PV","c-Si",127.9,102,1.253921568627451,"Tracking","Single Axis","Tracking",180,null,null,null,null,null,31.61,7.39,94.393951166627033,122.09690396413984,null,null,null,null,null,null,null,null,null,0.27993105918166356,0.28468640881009938,0.26456374787357867,0.26927077752776885,0.26889493240218465]
[59896,"Butler Solar Project 103","2016-12-31",2016,"Southeast (non-ISO)","GA",32.559840999999999,-84.279881000000003,4.5850029680000004,"PV","Thin-Film",141.5,103,1.3737864077669903,"Tracking","Single Axis","Tracking",180,null,null,null,null,null,37.299999999999997,6.6,57.829126647389259,83.221351405354881,null,null,null,null,null,null,null,null,null,0.25821031165491865,0.25006317329432104,0.25513920290818815,0.24102516490706846,0.23726116061533006]
[59532,"Springbok Solar Farm 1","2016-07-30",2016,"West (non-ISO)","CA",35.251721000000003,-117.956301,5.8586210045999998,"PV","c-Si",136.80000000000001,105,1.3028571428571429,"Tracking","Single Axis","Tracking",179,null,null,null,null,null,null,null,60.747467571269425,81.471132941688694,null,null,null,null,null,null,null,null,null,0.3253337682104806,0.32397586431833009,0.31538269188954121,0.31943251799809175,0.32158077843009347]
[60093,"NextEra Blythe Solar I (110)","2016-03-07",2016,"CAISO","CA",33.680000999999997,-114.742001,5.7975968037000003,"PV","c-Si",154,109.8,1.4025500910746813,"Tracking","Single Axis","Tracking",181,"PV+Storage",null,2021,63,301.2,27.08,6.32,null,69.731807808915903,null,null,null,null,null,null,null,null,null,0.28350113531451954,0.31070085917941292,0.30169319892540186,0.30626972040570533,0.31304010612903493]
[59207,"OCI Alamo 7 Solar","2016-08-30",2016,"ERCOT","TX",33.010120999999998,-99.600230999999994,5.1089191780999998,"PV","c-Si",132,112,1.1785714285714286,"Tracking","Dual-Axis","Tracking",null,null,null,null,null,null,47.37,null,null,87.224324344523851,null,null,null,null,null,null,null,null,null,0.26701978415260169,0.26525237258506323,0.27041919868163555,0.28118558863004495,0.2689289576681429]
[59656,"Comanche Solar","2016-09-30",2016,"West (non-ISO)","CO",38.205278,-104.566667,5.1341100457,"PV","c-Si",156,120,1.3,"Tracking","Single Axis","Tracking",180,null,null,null,null,null,33.549999999999997,37.14,56.205739064360714,78.243140833530902,null,null,null,null,null,null,null,null,null,0.27153538812785394,0.28335235920852364,0.27665620243531203,0.27581492865816637,0.23670757229832573]
[60092,"NextEra Blythe Solar II (125)","2016-10-30",2016,"CAISO","CA",33.680000999999997,-114.730001,5.7975968037000003,"PV","c-Si",161.5,131.19999999999999,1.2309451219512195,"Tracking","Single Axis","Tracking",181,"PV+Storage",null,2021,115,538.6,26.85,7.12,52.51249107623493,71.446344984288075,null,null,null,null,null,null,null,null,null,0.30371822446820362,0.30025441307495276,0.23690868972045889,0.24074137706028698,0.27241253897984191]
[59897,"Taylor County Solar (Sandhills Solar Facility)","2016-10-31",2016,"Southeast (non-ISO)","GA",32.583055999999999,-84.297222000000005,4.5850029680000004,"PV","Thin-Film",180,146,1.2328767123287672,"Tracking","Single Axis","Tracking",180,null,null,null,null,null,37.07,6.37,58.924520432370905,79.734474324737178,null,null,null,null,null,null,null,null,null,0.23303621692625259,0.22593982610871327,0.23138331144054544,0.21027256905456995,0.21030993932570213]
[57491,"(Tenaska) Imperial Solar Energy Center West (Csolar IV West)","2016-04-30",2016,"CAISO","CA",32.772224999999999,-115.77931100000001,5.7881271689,"PV","Thin-Film",182.29,148.69999999999999,1.2258910558170815,"Tracking","Single Axis","Tracking",180,null,null,null,null,null,29.11,7.03,96.477829144742998,72.575748304803767,null,null,null,null,null,null,null,null,null,0.29987133543987005,0.28962039348631829,0.30315320294915143,0.2986148625060176,0.30807792343383911]
[60308,"Mesquite Solar 3","2016-12-31",2016,"CAISO","AZ",33.341391000000002,-112.951341,5.8711141552999999,"PV","c-Si",210,154,1.3636363636363635,"Tracking","Single Axis","Tracking",180,null,null,null,null,null,27.33,6.05,49.147003647309838,43.656557606710109,null,null,null,null,null,null,null,null,null,0.33531202435312024,0.33926103500761035,0.3391453576864536,0.34392152398299941,0.32960578386605782]
[59840,"Springbok Solar Farm 2 (Fremont Solar)","2016-09-30",2016,"West (non-ISO)","CA",35.248251000000003,-117.972311,5.8586210045999998,"PV","c-Si",191,155,1.232258064516129,"Tracking","Single Axis","Tracking",179,null,null,null,null,null,null,null,51.250325162380186,73.520508247024651,null,null,null,null,null,null,null,null,null,0.3075695978789218,0.29973928413610257,0.30097289733392252,0.30186776543862742,0.30602592428929148]
[59994,"RE Roserock","2016-11-23",2016,"ERCOT","TX",30.960208999999999,-103.306662,5.6109545662000002,"PV","c-Si",212.1,157.5,1.3466666666666667,"Tracking","Single Axis","Tracking",179,null,null,null,null,null,73.91,null,44.073362846108658,72.426816059319449,null,null,null,null,null,null,null,null,null,0.28730158730158728,0.18285496847140684,0.27900992969486121,0.29966316824240319,0.2520221787345075]
[60233,"RE Garland","2016-11-30",2016,"CAISO","CA",34.825266999999997,-118.52498900000001,5.7571095889999997,"PV","c-Si",248.17073170731709,185,1.3414634146341464,"Tracking","Single Axis","Tracking",180,"PV+Storage",null,2021,88,352,30.76,6.6,49.547324909535298,67.576981477281763,null,null,null,null,null,null,null,null,null,0.33777119585338761,0.32477786005183268,0.2933728248796742,0.30036183724708315,0.30010366530914478]
[59939,"RE Tranquility Solar","2016-09-26",2016,"CAISO","CA",36.581364999999998,-120.404471,5.3029461187000004,"PV","c-Si",257.7,205.3,1.2552362396492935,"Tracking","Single Axis","Tracking",180,"PV+Storage",null,2021,37,128,3.6,7.37,45.307942233081064,72.315062952365608,null,null,null,null,null,null,null,null,null,0.2532383837440253,0.27903202129860072,0.27433124929104746,0.2373952729889264,0.27062801513321627]
[58644,"Silver State South Solar Project 1-8","2016-06-30",2016,"CAISO","NV",35.616630999999998,-115.336961,5.5147972602999999,"PV","Thin-Film",338.7,249.99999999999997,1.3548,"Tracking","Single Axis","Tracking",180,null,null,null,null,null,25.06,6.32,122.32278801231679,60.77410322969827,null,null,null,null,null,null,null,null,null,0.32473013698630138,0.32460913242009137,0.29898264840182653,0.30963160291438985,0.30682694063926946]
[57859,"Moapa Southern Paiute (Moapa Solar Project)","2016-12-31",2016,"West (non-ISO)","NV",36.529950999999997,-114.770308,5.7123159816999998,"PV","Thin-Film",353,250,1.4119999999999999,"Fixed Tilt","Fixed Tilt",30,181,null,null,null,null,null,24.42,11.56,81.194392151744793,94.203740349168626,null,null,null,null,null,null,null,null,null,0.28702511415525112,0.28513835616438354,0.27384474885844751,0.28694899817850639,0.27677625570776254]
[58462,"McCoy Solar Energy Project (1-8) Phase I","2016-06-30",2016,"CAISO","CA",33.692211,-114.750651,5.7975968037000003,"PV","Thin-Film",339.30000000000007,270.60000000000002,1.2538802660753883,"Tracking","Single Axis","Tracking",180,"PV+Storage",null,2021,230,920,25.66,6.97,87.590614469332195,83.502361293436664,null,null,null,null,null,null,null,null,null,0.31436398735095689,0.29568445902391777,0.30430389764669752,0.2394500953827223,0.24187919961391391]
[58646,"Stateline Solar (1-7) (Desert Stateline)","2016-07-31",2016,"CAISO","CA",35.584941000000001,-115.435241,5.7195168949999999,"PV","Thin-Film",340.4,299.5,1.1365609348914858,"Fixed Tilt","Fixed Tilt",25,180,null,null,null,null,null,27.09,8.92,null,133.35971294968513,null,null,null,null,null,null,null,null,null,0.25070017761718544,0.25442785159436193,0.24551688125566964,0.24838224606280651,0.24350401353854598]
[58659,"Aloha Solar Energy Fund 1 PK1","2017-03-31",2017,"HI","HI",21.406943999999999,-158.1514,5.2884390411000002,"PV","c-Si",6.2,5.0010000000000003,1.239752049590082,"Fixed Tilt","Fixed Tilt",15,180,null,null,null,null,null,null,null,null,213.58723731596251]
[60253,"IMPA Anderson 1 Solar Project","2017-01-23",2017,"PJM","IN",40.052520999999999,-85.733101000000005,3.9625824200999999,"PV","c-Si",6.2,5.0010000000000003,1.239752049590082,"Fixed Tilt","Fixed Tilt",25,180,null,null,null,null,null,43.49,14.93,null,70.71305973389552]
[60906,"Mt. Tom Solar Project Hybrid","2017-01-31",2017,"ISO-NE","MA",42.269261,-72.603010999999995,3.7949303652999999,"PV","c-Si",5.7647000000000004,5.0010000000000003,1.1527094581083783,"Fixed Tilt","Fixed Tilt",25,180,"PV+Storage","Lithium-Ion",2019,3,6,38.19,6.54,null,96.253680974931967]
[61410,"Whitesboro Solar","2017-12-30",2017,"ERCOT","TX",33.616526,-96.868719999999996,4.6926662099999996,"PV","c-Si",7.1397000000000004,5.0010000000000003,1.4276544691061788,"Tracking","Single Axis","Tracking",180,null,null,null,null,null,104.3,null,null,61.05486177885173]
[61411,"Whitesboro Solar II","2017-12-30",2017,"ERCOT","TX",33.624853000000002,-96.867469999999997,4.6926662099999996,"PV","c-Si",7.1397000000000004,5.0010000000000003,1.4276544691061788,"Tracking","Single Axis","Tracking",180,null,null,null,null,null,104.41,null,null,77.944155682486979]
[61614,"Cyril","2017-05-30",2017,"SPP","OK",34.898099999999999,-98.227869999999996,4.8015678081999997,"PV","c-Si",6.4,5.0010000000000003,1.279744051189762,"Tracking","Single Axis","Tracking",180,null,null,null,null,null,56.91,27.52,null,57.839092543677971]
[61514,"North Gainesville Solar","2017-12-30",2017,"ERCOT","TX",33.656072000000002,-97.148570000000007,4.7425086757999999,"PV","c-Si",6.82,5.17,1.3191489361702129,"Tracking","Single Axis","Tracking",180,null,null,null,null,null,108.79,null,null,106.34035495812071,null,null,null,null,null,null,null,null,null,null,0.20413255257324048,0.20616394195525645,0.16363055035883778,0.15027865363044615]
[61117,"Bakersfield PV 1","2017-12-30",2017,"CAISO","CA",35.324981999999999,-118.9815,5.3913356164000001,"PV","c-Si",7.0333250000000005,5.25,1.3396809523809525,"Tracking","Single Axis","Tracking",180,null,null,null,null,null,30.34,7.02,null,101.2136600658332,null,null,null,null,null,null,null,null,null,null,0.23511632963687754,0.22035225048923679,0.20611067742215283,0.21969993476842789]
[59213,"Clipperton Holdings","2017-11-30",2017,"Southeast (non-ISO)","NC",34.966943999999998,-78.354439999999997,4.4764703195999997,"PV","Thin-Film",7,5.28,1.3257575757575757,"Tracking","Single Axis","Tracking",175,null,null,null,null,null,40.21,2.0699999999999998,null,80.551476521366695]
[61513,"Marlin Solar","2017-12-30",2017,"ERCOT","TX",31.286739000000001,-96.877210000000005,4.7071079909,"PV","c-Si",7.22,5.28,1.3674242424242422,"Tracking","Single Axis","Tracking",180,null,null,null,null,null,87.23,null,null,156.16157470734473,null,null,null,null,null,null,null,null,null,null,0.20327418015774176,0.22846184447211842,0.20461617541535573,0.21274387712743872]
[61409,"Highway 56 Solar (not the West Moore Sherman project coming in 2018)","2017-12-30",2017,"ERCOT","TX",33.614021000000001,-96.689910999999995,4.6742538813000003,"PV","c-Si",7.2,5.3,1.358490566037736,"Tracking","Single Axis","Tracking",181,null,null,null,null,null,97.64,null,null,109.43301280576839,null,null,null,null,null,null,null,null,null,null,0.19072542431291467,0.20793486689066953,0.18902292332542878,0.15421728267424833]
[61327,"Barnwell Solar","2017-12-30",2017,"Southeast (non-ISO)","SC",33.237470999999999,-81.350720999999993,4.636833105,"PV","c-Si",7.6486400000000003,5.44,1.4059999999999999,"Tracking","Single Axis","Tracking",180,null,null,null,null,null,null,null,null,56.600462732336723,null,null,null,null,null,null,null,null,null,null,0.24260089309696478,0.22705143701316138,0.2759236378977819,0.227618016384636]
[60524,"Aurora Eastwood Solar","2017-06-30",2017,"MISO","MN",44.154820999999998,-93.916580999999994,3.8117817351999999,"PV","c-Si",8.23,5.5,1.4963636363636363,"Tracking","Single Axis","Tracking",180,null,null,null,null,null,31.58,0.61,null,107.55880357901736,null,null,null,null,null,null,null,null,null,null,0.21710253217102535,0.19339975093399747,0.21303195893359828,0.21951017019510169]
[60533,"Aurora West Faribault Solar","2017-06-30",2017,"MISO","MN",44.274371000000002,-93.310440999999997,3.8193518265000002,"PV","c-Si",7.89,5.5,1.4345454545454546,"Tracking","Single Axis","Tracking",180,null,null,null,null,null,34.32,0.6,null,114.58816012296407,null,null,null,null,null,null,null,null,null,null,0.19748858447488588,0.18443337484433375,0.21396340453717502,0.20377750103777501]
[61884,"Kearney NPPD Solar Project","2017-12-11",2017,"SPP","NE",40.721688,-99.041200000000003,4.4135751142000004,"PV","c-Si",7.2467200000000007,5.76,1.2581111111111112,"Tracking","Single Axis","Tracking",180,null,null,null,null,null,40.58,28.19,null,79.581510396275547,null,null,null,null,null,null,null,null,null,null,0.2196497653475393,0.20999809741248096,0.22434650753895974,0.2427186390157281]
[61755,"East Acres Solar NG","2017-04-01",2017,"ISO-NE","MA",42.488219999999998,-73.241979999999998,3.6880440639000001,"PV","c-Si",6.8,5.8,1.1724137931034482,"Fixed Tilt","Fixed Tilt",25,180,null,null,null,null,null,37.57,4.41,null,189.82755885165585,null,null,null,null,null,null,null,null,null,null,8.2624783498661633E-2,9.0182648401826479E-2,0.10267492619810316,9.4059990552668865E-2]
[60520,"Aurora Annandale Solar","2017-06-30",2017,"MISO","MN",45.248860999999998,-94.110791000000006,3.7939333333,"PV","c-Si",9.1199999999999992,6,1.5199999999999998,"Tracking","Single Axis","Tracking",180,null,null,null,null,null,38.729999999999997,0.61,null,109.26830913078776,null,null,null,null,null,null,null,null,null,null,0.22363013698630138,0.20272070015220703,0.21711824529447479,0.21510654490106546]
[61510,"Monroe County Sites C, D, & E","2017-12-30",2017,"NYISO","NY",43.317110999999997,-77.743640999999997,3.7028015982000002,"PV","c-Si",8.4,6,1.4000000000000001,"Fixed Tilt","Fixed Tilt",20,180,null,null,null,null,null,30.15,7.58,null,111.74994646670173,null,null,null,null,null,null,null,null,null,null,0.16769406392694064,0.1699581430745814,0.17158090467516696,0.17167047184170472]
[60522,"Aurora Chisago Solar","2017-03-31",2017,"MISO","MN",45.452581000000002,-92.901579999999996,3.7746748858000001,"PV","c-Si",9.6,6.5,1.4769230769230768,"Tracking","Single Axis","Tracking",180,null,null,null,null,null,39.950000000000003,0.56000000000000005,null,119.60614534228336,null,null,null,null,null,null,null,null,null,null,0.19917456972251493,0.17316473480857042,0.19108168698332634,0.19673340358271865]
[60523,"Aurora Dodge Center Solar","2017-06-30",2017,"MISO","MN",44.026231000000003,-92.881180999999998,3.8078527396999999,"PV","c-Si",9.9,6.5,1.5230769230769232,"Tracking","Single Axis","Tracking",180,null,null,null,null,null,25.46,0.57999999999999996,null,104.66893508156352,null,null,null,null,null,null,null,null,null,null,0.21956445381102921,0.19093782929399372,0.2144283312316099,0.22725676150333685]
[60621,"Worcester Landfill","2017-08-17",2017,"ISO-NE","MA",42.219400999999998,-71.790250999999998,3.8330018264999999,"PV","c-Si",8.1,6.5,1.2461538461538462,"Fixed Tilt","Fixed Tilt",25,180,null,null,null,null,null,38.56,4.7699999999999996,null,209.95199251500989,null,null,null,null,null,null,null,null,null,null,0.14258868984896383,0.1462943449244819,9.8535799355471493E-2,0.10955391640323149]
[61325,"Hampton Solar I","2017-08-31",2017,"Southeast (non-ISO)","SC",32.878999999999998,-81.132999999999996,4.6632315067999999,"PV","c-Si",9.91,6.8,1.4573529411764707,"Tracking","Single Axis","Tracking",180,null,null,null,null,null,null,null,null,60.241640605306699,null,null,null,null,null,null,null,null,null,null,0.23546199301638462,0.22070574805264573,0.2154318011357548,0.21667673918882621]
[61006,"SCDA Solar 1 (Sacramento Airport PV) has North and East site","2017-12-06",2017,"CAISO","CA",38.690185999999997,-121.5865,5.0432678082000004,"PV","c-Si",7.9089999999999989,6.8000000000000007,1.1630882352941174,"Tracking","Single Axis","Tracking",180,null,null,null,null,null,41,8.56,63.620491705116272,80.153801696152286,null,null,null,null,null,null,null,null,null,null,null,0.2498489121676068,0.24091262187935278,0.22000067150147731]
[61388,"AEP Jacksonville Solar Project (Northwest Jacksonville Solar Partners, Nwjax)","2017-05-30",2017,"Southeast (non-ISO)","FL",30.518781000000001,-81.681741000000002,4.7381013698999999,"PV","c-Si",7.5,7.1,1.0563380281690142,"Tracking","Single Axis","Tracking",180,null,null,null,null,null,null,null,61.367339689343623,80.633377821976126,null,null,null,null,null,null,null,null,null,null,0.16184320535082647,0.23413081227088564,0.22771877164627108,0.22938774197697603]
[61680,"MMPA Tatanka Wi Solar (Buffalo Solar Project)","2017-12-30",2017,"MISO","MN",45.210709999999999,-93.882570000000001,3.8018744292000002,"PV","c-Si",8.69,7.11,1.2222222222222221,"Tracking","Single Axis","Tracking",180,null,null,null,null,null,38.659999999999997,0.63,null,71.194858146918676,null,null,null,null,null,null,null,null,null,null,0.1818616778734691,0.17995106255900431,0.19159627913172908,0.20336011405891757]
[60680,"ANAD Solar Array (Army) (Anniston)","2017-07-31",2017,"Southeast (non-ISO)","AL",33.626331,-85.940360999999996,4.4620497717000003,"PV","Thin-Film",9.6999999999999993,7.4,1.3108108108108107,"Fixed Tilt","Fixed Tilt",20,180,null,null,null,null,null,38.6,6.93,null,139.81448735909183,null,null,null,null,null,null,null,null,null,null,0.26484018264840181,0.13683203751696899,0.18222628366070986,0.17726459336048372]
[60527,"Aurora Lake Pulaski Solar","2017-06-30",2017,"MISO","MN",45.195580999999997,-93.812261000000007,3.7973246574999999,"PV","c-Si",10.92,7.5,1.456,"Tracking","Single Axis","Tracking",180,null,null,null,null,null,38.81,0.6,null,119.3015883177672,null,null,null,null,null,null,null,null,null,null,0.20164383561643837,0.19251141552511414,0.21363084395871282,0.19432267884322679]
[60673,"Nixa Solar Farm","2017-11-14",2017,"SPP","MO",37.043903,-93.338970000000003,4.3294246574999997,"PV","c-Si",11.087999999999999,7.92,1.4,"Fixed Tilt","Fixed Tilt",25,180,null,null,null,null,null,45.73,26.95,null,88.841342008147308,null,null,null,null,null,null,null,null,null,null,0.21672201466722013,0.215496863613302,0.20560799249323841,0.20782885936995527]
[61559,"Woodline Solar","2017-12-30",2017,"West (non-ISO)","OR",42.238970999999999,-121.584171,4.7318499999999997,"PV","c-Si",11.162880000000001,8,1.3953600000000002,"Tracking","Single Axis","Tracking",180,null,null,null,null,null,null,null,null,42.876563608778532,null,null,null,null,null,null,null,null,null,null,0.20709189497716893,0.25766267123287667,0.25461065573770486,0.24250856164383561]
[61054,"IMPA Anderson 2 Solar Project","2017-12-30",2017,"PJM","IN",40.138551,-85.688340999999994,3.9627662099999998,"PV","c-Si",10.199999999999999,8.1,1.2592592592592593,"Tracking","Single Axis","Tracking",180,null,null,null,null,null,41.67,14.41,null,68.845559190754784,null,null,null,null,null,null,null,null,null,null,0.19152714358193818,0.19500817407971144,0.18909240144819994,0.19076610857432783]
[61324,"Odyssey Solar (Phase 1)","2017-08-31",2017,"Southeast (non-ISO)","SC",33.790410999999999,-81.265570999999994,4.5642771689000003,"PV","c-Si",11.84,8.16,1.4509803921568627,"Tracking","Single Axis","Tracking",180,null,null,null,null,null,null,null,48.622447509613174,49.878910115265221,null,null,null,null,null,null,null,null,null,null,0.25816433879487871,0.2486933700420807,0.2611700417872066,0.22810065807144775]
[61523,"Haley Solar","2017-12-30",2017,"Southeast (non-ISO)","SC",33.022691000000002,-81.292800999999997,4.6570235159999998,"PV","c-Si",11.39,8.16,1.3958333333333335,"Tracking","Single Axis","Tracking",180,null,null,null,null,null,null,null,null,50.978413101334574,null,null,null,null,null,null,null,null,null,null,0.25529646790222937,0.24271980481690392,0.19862595539126393,0.24038353926045303]
[60755,"Spartan","2017-03-28",2017,"PJM","NJ",40.044060999999999,-74.609629999999996,4.0212518265000003,"PV","c-Si",9.9979999999999993,8.3000000000000007,1.2045783132530119,"Fixed Tilt","Fixed Tilt",25,180,null,null,null,null,null,32.909999999999997,27.16,null,149.00150427505295,null,null,null,null,null,null,null,null,null,null,0.18940144138196618,0.18993783352588431,0.18707343033335525,0.19255102602189578]
[60534,"Aurora West Waconia Solar","2017-06-30",2017,"MISO","MN",44.793571,-93.901351000000005,3.8274337900000002,"PV","c-Si",12.25,8.5,1.4411764705882353,"Tracking","Single Axis","Tracking",180,null,null,null,null,null,40.119999999999997,0.59,null,119.03018570832781,null,null,null,null,null,null,null,null,null,null,0.20034918076819769,0.18317217297878055,0.20817261330761816,0.19533977974751543]
[60863,"Cooperative Solar One","2017-11-01",2017,"PJM","KY",38.028030999999999,-84.253561000000005,4.1031182648,"PV","c-Si",10.7,8.5,1.2588235294117647,"Fixed Tilt","Fixed Tilt",25,180,null,null,null,null,null,43.24,15.74,null,97.642163419544502,null,null,null,null,null,null,null,null,null,null,0.18515981735159817,0.19415793714746171,0.18283242258652094,0.17733011012624231]
[60788,"Suwannee Solar Energy Facility","2017-12-12",2017,"Southeast (non-ISO)","FL",30.375741000000001,-83.170681000000002,4.7435878994999996,"PV","c-Si",14.2,8.8000000000000007,1.6136363636363635,"Fixed Tilt","Fixed Tilt",20,180,"PV+Fossil",null,null,null,null,null,null,null,78.711120903115031,null,null,null,null,null,null,null,null,null,null,0.1915602947281029,0.24320257368202569,0.2352935088590826,0.2197229140722291]
[61073,"Pemberton Road I (McGuire-Dix-Lakehurst Base)","2017-06-30",2017,"PJM","NJ",39.981763999999998,-74.697370000000006,4.0233445205000002,"PV","c-Si",9.9936959999999999,8.8000000000000007,1.1356472727272726,"Fixed Tilt","Fixed Tilt",20,180,null,null,null,null,null,32.44,25.27,null,98.759816591615092,null,null,null,null,null,null,null,null,null,null,0.16208748443337481,0.17419053549190533,0.15891496936578903,0.17288034454130341]
[61074,"Pemberton Road II (McGuire-Dix-Lakehurst Base)","2017-06-30",2017,"PJM","NJ",39.979936000000002,-74.701920000000001,4.0293312784999999,"PV","c-Si",9.9936959999999999,8.8000000000000007,1.1356472727272726,"Fixed Tilt","Fixed Tilt",20,180,null,null,null,null,null,32.44,25.28,null,97.793424619697177,null,null,null,null,null,null,null,null,null,null,0.1620226234952262,0.17381434205064339,0.15954886984600097,0.17304898298048979]
[59737,"Aspiration G","2017-09-30",2017,"CAISO","CA",36.552090999999997,-120.34261100000001,5.3220723744000002,"PV","c-Si",11.7,9,1.2999999999999998,"Tracking","Single Axis","Tracking",180,null,null,null,null,null,3.57,7.29,null,59.928748346267682,null,null,null,null,null,null,null,null,null,null,0.28097412480974127,0.24934043632673769,0.26670967415502933,0.28319381024860474]
[61487,"PSEG West Babylon Solar Center (SL Babylon)","2017-12-30",2017,"NYISO","NY",40.732410999999999,-73.375660999999994,4.0162671232999996,"PV","c-Si",10.62,9,1.18,"Fixed Tilt","Fixed Tilt",20,180,null,null,null,null,null,59.8,10.46,null,129.25180109653803,null,null,null,null,null,null,null,null,null,null,0.17091577879249112,0.17692795535261291,0.15610453349524389,0.16184677828513444]
[61519,"Baker Point (Frederick Road Solar)","2017-11-16",2017,"PJM","MD",39.570540999999999,-77.362460999999996,4.0304255708000003,"PV","c-Si",10.89,9,1.21,"Fixed Tilt","Fixed Tilt",25,180,null,null,null,null,null,44.68,12.73,null,null,null,null,null,null,null,null,null,null,null,null,0.16603247082699132,0.18101217656012175,0.16709674155029344,0.17516489091831558]
[61560,"Eagle Point Solar","2017-12-30",2017,"West (non-ISO)","OR",42.401021,-122.831171,4.5372792236999997,"PV","c-Si",13.061,9.9,1.3192929292929292,"Tracking","Single Axis","Tracking",180,null,null,null,null,null,null,null,null,71.285314620628029,null,null,null,null,null,null,null,null,null,null,0.21544209215442089,0.21752917300862498,0.1776646243859358,0.17813984594806509]
[61580,"Tumbleweed Solar (Ventyx: Jeans Solar Park)","2017-12-30",2017,"West (non-ISO)","OR",44.194640999999997,-121.229501,4.4736374429000003,"PV","c-Si",14,9.9,1.4141414141414141,"Fixed Tilt","Fixed Tilt",28,180,null,null,null,null,null,null,null,null,83.855032264052255,null,null,null,null,null,null,null,null,null,null,0.23710852820441852,0.22209538305428708,0.24242884215561805,0.22041188137078546]
[63180,"TPE Whitney Solar, LLC (United Community Solar Plant)","2017-12-31",2017,"ERCOT","TX",32.067577999999997,-97.533899000000005,4.8053678081999998,"PV","c-Si",14.3,9.9,1.4444444444444444,"Tracking","Single Axis","Tracking",180,null,null,null,null,null,94.83,null,null,null,null,null,null,null,null,null,null,null,null,null,null,0.25484295004842944,0.25359469007009988,0.25222545085558773]
[64078,"Pittsfield Solar LLC","2017-12-31",2017,"ISO-NE","ME",44.814177000000001,-69.448346000000001,3.6531207763000002,"PV","c-Si",13.9,9.9,1.404040404040404,"Fixed Tilt","Fixed Tilt",35,170,null,null,null,null,null,39.39,6.05,null,106.74224368208176,null,null,null,null,null,null,null,null,null,null,null,null,0.18172388732498021,0.19149255108159211]
[60242,"SKIC 2 (South Kern Industrial Center, Algonquin SKIC 10 Solar, Bakersfield 2)","2017-01-31",2017,"CAISO","CA",35.124659999999999,-119.24196000000001,5.3630963469999999,"PV","c-Si",11.978400000000001,10,1.19784,"Tracking","Single Axis","Tracking",180,null,null,null,null,null,26.56,7.74,null,108.01656765793371,null,null,null,null,null,null,null,null,null,null,0.2484703196347032,0.23767123287671232,0.20596539162112931,0.22583333333333333]
[60519,"Aurora Albany Solar","2017-06-30",2017,"MISO","MN",45.641531000000001,-94.600170000000006,3.7577949772000001,"PV","c-Si",15.24,10,1.524,"Tracking","Single Axis","Tracking",180,null,null,null,null,null,28.25,0.59,null,99.68295912837317,null,null,null,null,null,null,null,null,null,null,0.21931506849315069,0.2128196347031964,0.19915755919854281,0.24002283105022831]
[60530,"Aurora Paynesville Solar","2017-06-30",2017,"MISO","MN",45.392904999999999,-94.721231000000003,3.8051465752999998,"PV","c-Si",15.24,10,1.524,"Tracking","Single Axis","Tracking",180,null,null,null,null,null,40.32,0.56999999999999995,null,99.237908610029521,null,null,null,null,null,null,null,null,null,null,0.21071917808219179,0.21329908675799084,0.18666894353369767,0.2423972602739726]
[60532,"Aurora Waseca Solar","2017-06-30",2017,"MISO","MN",44.092491000000003,-93.530980999999997,3.8389972603000002,"PV","c-Si",15.92,10,1.5920000000000001,"Tracking","Single Axis","Tracking",180,null,null,null,null,null,33.28,0.57999999999999996,null,126.84336988323156,null,null,null,null,null,null,null,null,null,null,0.22696347031963471,0.20215753424657529,0.21495901639344267,0.18210045662100457]
[60659,"Ridgeland Solar Farm I","2017-06-30",2017,"Southeast (non-ISO)","SC",32.466681000000001,-80.961461,4.6799404109999996,"PV","c-Si",12.2,10,1.22,"Tracking","Single Axis","Tracking",180,null,null,null,null,null,null,null,null,71.863482418626646,null,null,null,null,null,null,null,null,null,null,0.22992009132420091,0.22595890410958905,0.20529371584699455,0.20263698630136986]
[61201,"OR Solar 3 (Turkey Hill)","2017-12-30",2017,"West (non-ISO)","OR",42.022241000000001,-121.423221,4.7639027396999998,"PV","c-Si",13.2,10,1.3199999999999998,"Tracking","Single Axis","Tracking",180,null,null,null,null,null,null,null,null,66.636421190896698,null,null,null,null,null,null,null,null,null,null,0.25273972602739725,0.2841095890410959,0.28746584699453553,0.28148401826484021]
[61276,"Wilson Solar Farm 3","2017-04-28",2017,"Southeast (non-ISO)","NC",35.782611000000003,-78.989811000000003,4.4439086758000004,"PV","c-Si",11.7,10,1.17,"Fixed Tilt","Fixed Tilt",20,180,null,null,null,null,null,40.79,1.87,null,79.931682756134705,null,null,null,null,null,null,null,null,null,null,0.18470319634703197,0.18397260273972602,0.17586520947176687,0.18641552511415524]
[61277,"Wilson Solar Farm 4","2017-04-28",2017,"Southeast (non-ISO)","NC",35.706530000000001,-77.934650000000005,4.4527892694000002,"PV","c-Si",12.1,10,1.21,"Fixed Tilt","Fixed Tilt",20,180,null,null,null,null,null,40.86,1.85,null,76.652616827653546,null,null,null,null,null,null,null,null,null,null,0.19165525114155252,0.19278538812785387,0.18191029143897997,0.18763698630136982]
[61278,"Wilson Solar Farm 5","2017-05-30",2017,"Southeast (non-ISO)","NC",35.698141,-77.879290999999995,4.4557312785000001,"PV","c-Si",12.1,10,1.21,"Fixed Tilt","Fixed Tilt",20,180,null,null,null,null,null,40.85,1.87,null,78.261052630187422,null,null,null,null,null,null,null,null,null,null,0.19424657534246575,0.19407534246575342,0.18209244080145717,0.18877853881278539]
[61279,"Wilson Solar Farm 6","2017-05-30",2017,"Southeast (non-ISO)","NC",35.698141,-77.879290999999995,4.4557312785000001,"PV","c-Si",12.7,10,1.27,"Fixed Tilt","Fixed Tilt",20,180,null,null,null,null,null,40.86,1.92,null,78.171272615456459,null,null,null,null,null,null,null,null,null,null,0.21144977168949772,0.21141552511415526,0.20229963570127504,0.19996575342465753]
[61280,"Wilson Solar Farm 7","2017-04-28",2017,"Southeast (non-ISO)","NC",35.756321,-78.013761000000002,4.4743406393000003,"PV","c-Si",12.3,10,1.23,"Fixed Tilt","Fixed Tilt",20,180,null,null,null,null,null,40.96,1.82,null,79.524780840212983,null,null,null,null,null,null,null,null,null,null,0.196175799086758,0.19737442922374429,0.18818306010928962,0.19542237442922375]
[61292,"Jackson Solar Farm (Wilson)","2017-03-01",2017,"Southeast (non-ISO)","NC",35.752881000000002,-77.857611000000006,4.4523303652999999,"PV","c-Si",11.9,10,1.19,"Fixed Tilt","Fixed Tilt",20,180,null,null,null,null,null,41.05,1.88,null,71.559615076603052,null,null,null,null,null,null,null,null,null,null,0.19211187214611872,0.19573059360730594,0.17710610200364299,0.18280821917808218]
[61374,"Double Tollgate Solar Project (Clarke County Solar)","2017-07-01",2017,"PJM","VA",39.066040999999998,-78.137000999999998,4.0860401825999997,"PV","c-Si",12.6,10,1.26,"Tracking","Single Axis","Tracking",180,null,null,null,null,null,41.53,11.62,null,73.139186978017165,null,null,null,null,null,null,null,null,null,null,0.18641552511415527,0.20286529680365301,0.1983151183970856,0.19355022831050228]
[61430,"OR Solar 6 (Lakeview)","2017-12-30",2017,"West (non-ISO)","OR",42.208987999999998,-120.3678,4.7124636985999997,"PV","c-Si",13.7,10,1.3699999999999999,"Tracking","Single Axis","Tracking",180,null,null,null,null,null,null,null,null,67.949008540169885,null,null,null,null,null,null,null,null,null,null,0.27344748858447487,0.27906392694063925,0.2734289617486339,0.28363013698630141]
[61524,"Whitewright Solar","2017-12-30",2017,"ERCOT","TX",33.500700999999999,-96.374320999999995,4.6390484018000002,"PV","c-Si",14.2766,10,1.4276599999999999,"Tracking","Single Axis","Tracking",180,null,null,null,null,null,95.05,null,null,54.522466488069128,null,null,null,null,null,null,null,null,null,null,0.23283105022831055,0.24823059360730593,0.21823770491803274,0.1952054794520548]
[61532,"Leon Solar","2017-12-30",2017,"ERCOT","TX",33.161591000000001,-96.239271000000002,4.6292710045999996,"PV","c-Si",14.202499999999999,10,1.4202499999999998,"Tracking","Single Axis","Tracking",180,null,null,null,null,null,87.98,null,null,77.084486186930448,null,null,null,null,null,null,null,null,null,null,0.22140410958904111,0.24559360730593602,0.15910746812386156,0.17546803652968038]
[61556,"Facebook 1 Solar Energy Center (Los Lunas 1)","2017-12-30",2017,"West (non-ISO)","NM",34.833531000000001,-106.78191099999999,5.6356009132000002,"PV","c-Si",12.497999999999999,10,1.2498,"Tracking","Single Axis","Tracking",180,null,null,null,null,null,27.89,31.14,null,46.082286618736845,null,null,null,null,null,null,null,null,null,null,0.30311643835616436,0.26950913242009134,0.29970400728597446,0.30627853881278544]
[61901,"Redstone Arsenal","2017-12-01",2017,"Southeast (non-ISO)","AL",34.611271000000002,-86.622440999999995,4.3821979451999997,"PV","c-Si",12.5,10,1.25,"Tracking","Single Axis","Tracking",180,"PV+Storage","Lithium-ion",2017,1,2,37.92,5.3,null,112.01858479625855,null,null,null,null,null,null,null,null,null,null,0.20171232876712328,0.20738584474885841,0.19672131147540983,0.1964497716894977]
[60293,"St Matthews Solar","2017-08-01",2017,"Southeast (non-ISO)","SC",33.686931000000001,-80.760491000000002,4.6064006848999997,"PV","c-Si",14.79,10.199999999999999,1.45,"Tracking","Single Axis","Tracking",180,null,null,null,null,null,null,null,null,51.480548413258049,null,null,null,null,null,null,null,null,null,null,0.24797430387680186,0.23678261258841435,0.21999669631058258,0.21969289999104671]
[61529,"Estill Solar II","2017-12-30",2017,"Southeast (non-ISO)","SC",32.727111000000001,-81.252640999999997,4.6653315068000003,"PV","c-Si",14.795299999999999,10.199999999999999,1.4505196078431373,"Fixed Tilt","Fixed Tilt",20,180,null,null,null,null,null,null,null,null,68.628558460879333,null,null,null,null,null,null,null,null,null,null,null,0.22550138776971979,0.20562118289938933,0.21106410600769993]
[61748,"Southern Current One","2017-12-30",2017,"Southeast (non-ISO)","SC",32.948709999999998,-81.216261000000003,4.6610369863000001,"PV","c-Si",14.2,10.199999999999999,1.392156862745098,"Tracking","Single Axis","Tracking",180,null,null,null,null,null,null,null,null,80.377474314075897,null,null,null,null,null,null,null,null,null,null,0.21087384725579733,0.22563568806518042,0.1774840172863317,0.21086265556450895]
[61013,"Marin Clean Energy Solar One (Richmond Solar Project)","2017-12-30",2017,"CAISO","CA",37.945959999999999,-122.37620099999999,4.8901961186999996,"PV","c-Si",13,10.5,1.2380952380952381,"Tracking","Single Axis",15,180,null,null,null,null,null,42.54,7.88,84.473945455041601,85.312098049759825,null,null,null,null,null,null,null,null,null,null,0.2200043487714721,0.21974342248314852,0.22182105993581402]
[60679,"Fort Rucker Solar","2017-04-20",2017,"Southeast (non-ISO)","AL",31.332070999999999,-85.729771,4.7037015982000003,"PV","Thin-Film",13,10.6,1.2264150943396226,"Tracking","Single Axis","Tracking",180,null,null,null,null,null,37.78,4.54,null,156.70950274852797,null,null,null,null,null,null,null,null,null,null,0.14405100370466101,0.15317265443267,0.16128166133965707,0.13786938916171279]
[58319,"Cyrq Patua Solar Project (Patua Geothermal Project Phase 1A, Patua Acquisition Project)","2017-07-30",2017,"West (non-ISO)","NV",39.583091000000003,-119.068091,5.2357573059,"PV","c-Si",14.2,10.638,1.3348373754465124,"Tracking","Single Axis","Tracking",180,"PV+Geothermal",null,null,null,null,30.17,16.97,null,67.669507798350338,null,null,null,null,null,null,null,null,null,null,0.29025995376272362,0.27231789887377117,0.29028021345617711]
[64072,"Camp Ripley Solar","2017-01-31",2017,"MISO","MN",46.091093000000001,-94.339935999999994,3.7555529679999999,"PV","Thin-Film",13.1,10.8,1.2129629629629628,"Fixed Tilt","Fixed Tilt",35,180,null,null,null,null,null,40.89,0.76,null,70.872628259458452,null,null,null,null,null,null,null,null,null,null,null,null,0.16883282364933733,0.1801348917096057]
[61521,"Swamp Fox Solar (Phase 2)","2017-12-30",2017,"Southeast (non-ISO)","SC",33.791651000000002,-81.256850999999997,4.5642771689000003,"PV","c-Si",15.22,10.88,1.3988970588235294,"Tracking","Single Axis","Tracking",180,null,null,null,null,null,null,null,null,37.16307853534699,null,null,null,null,null,null,null,null,null,null,0.23425958568358846,0.24582200174590382,0.21204370580199283,0.24741681775449895]
[61522,"Champion Solar (Phase 3)","2017-12-30",2017,"Southeast (non-ISO)","SC",33.794981,-81.262111000000004,4.5642771689000003,"PV","c-Si",15.22,10.88,1.3988970588235294,"Tracking","Single Axis","Tracking",180,null,null,null,null,null,null,null,null,38.379474254013346,null,null,null,null,null,null,null,null,null,null,0.24481474952994897,0.24163560972334136,0.21461773746383789,0.23830957896857369]
[60311,"Portal Ridge Solar C","2017-02-28",2017,"CAISO","CA",34.714120999999999,-118.27391,5.8113525114,"PV","Thin-Film",13.75,11.4,1.2061403508771928,"Tracking","Single Axis","Tracking",180,null,null,null,null,null,30.66,7.12,62.258645875695386,80.954524153609825,null,null,null,null,null,null,null,null,null,null,0.30280181046222859,0.30607626371865743,0.28788387179241365,0.30357285908836018]
[60546,"KIUC Solar City Project (Kapaia PV+storage)","2017-03-13",2017,"HI","HI",21.999661,-159.380191,5.0669130136999998,"PV","c-Si",17,13,1.3076923076923077,"Fixed Tilt","Fixed Tilt",15,180,"PV+Storage","Lithium-ion",2017,13.600000000000001,57.12,null,null,null,149.10478426163883,null,null,null,null,null,null,null,null,null,null,0.19408148928696875,0.19214963119072712,0.18932149362477227,0.21051106427818755]
[61864,"Dix Solar (McGuire-Dix-Lakehurst Base)","2017-06-01",2017,"PJM","NJ",39.976990999999998,-74.622170999999994,4.0233445205000002,"PV","c-Si",16.5,13,1.2692307692307692,"Fixed Tilt","Fixed Tilt",25,180,null,null,null,null,null,32.79,21.59,null,145.0028986667071,null,null,null,null,null,null,null,null,null,null,0.17608886547242708,0.18160344221988059,0.17696511139134091,0.18054092026694762]
[60000,"Turkey Creek PV1","2017-02-01",2017,"Southeast (non-ISO)","NC",36.441960999999999,-77.135711000000001,4.4033440638999997,"PV","c-Si",16.8,13.5,1.2444444444444445,"Tracking","Single Axis","Tracking",180,null,null,null,null,null,39.880000000000003,4.4400000000000004,null,109.97857279791052,null,null,null,null,null,null,null,null,null,null,0.18981904278707931,0.20790630813461863,0.17848107670512042,0.16824792829359039]
[10438,"Sunray 3 (previously SEGS I)","2017-06-29",2017,"CAISO","CA",34.867849999999997,-116.82505,5.8493111871999997,"PV","c-Si",17.2,13.8,1.2463768115942029,"Tracking","Single Axis","Tracking",180,null,null,null,null,null,null,null,null,77.318480884486632,null,null,null,null,null,null,null,null,null,null,0.30857487922705301,0.32364668122559709,0.27874297141046961,0.27907650056250405]
[62636,"Valley Electric Association Community Solar Project (Pahrump Community Solar Project, NVSS-II)","2017-02-28",2017,"West (non-ISO)","NV",36.274830999999999,-115.972251,5.7130210045999998,"PV","c-Si",17.531080000000003,14,1.2522200000000001,"Fixed Tilt","Fixed Tilt",null,180,null,null,null,null,null,29.01,9.2200000000000006,null,null,null,null,null,null,null,null,null,null,null,null,null,2.3280060882800609E-2,0.24880085003035823,0.2495509893455099]
[59253,"Wildwood Solar II","2017-01-31",2017,"CAISO","CA",35.628630999999999,-119.573161,5.3805184931000003,"PV","c-Si",20.61,14.7,1.4020408163265305,"Tracking","Single Axis","Tracking",180,null,null,null,null,null,28.81,6.73,69.859069327093252,93.02503160708325,null,null,null,null,null,null,null,null,null,null,0.31880377721865011,0.30449942534091273,0.27285231032303636,0.29632994750411584]
[62775,"Wildberry","2017-07-30",2017,"Southeast (non-ISO)","TN",35.062691000000001,-89.369270999999998,4.4097575341999997,"PV","c-Si",20,15,1.3333333333333333,"Tracking","Single Axis","Tracking",184,null,null,null,null,null,38.65,6.43,null,59.999149844394175,null,null,null,null,null,null,null,null,null,null,null,0.21517503805175039,0.21055707346690955,0.22009132420091326]
[60774,"Fort Phantom","2017-04-27",2017,"ERCOT","TX",31.114961000000001,-97.846920999999995,4.8307518265000002,"PV","c-Si",19.600000000000001,15.4,1.2727272727272727,"Tracking","Single Axis","Tracking",180,"Wind+PV",null,null,null,null,80.2,null,null,104.9804590753166,null,null,null,null,null,null,null,null,null,null,0.1764069264069264,0.15324971831821149,0.202227189932108,0.17658483069441977]
[60077,"CED Avenal","2017-01-31",2017,"CAISO","CA",35.996011000000003,-120.152041,5.3520027396999996,"PV","c-Si",21.338000000000001,15.8,1.3505063291139241,"Tracking","Single Axis","Tracking",180,null,null,null,null,null,-44.08,6.85,null,149.79211086677782,null,null,null,null,null,null,null,null,null,null,0.25053465117623253,0.21468412230506903,0.18871336837979294,0.15517889139356103]
[59516,"American Legion PV 1 (Fresh Air Energy XIX)","2017-12-30",2017,"PJM","NC",36.418261000000001,-77.656751,4.4158166666999996,"PV","c-Si",20,15.84,1.2626262626262625,"Fixed Tilt","Fixed Tilt",20,191,null,null,null,null,null,41.31,11.74,null,99.486948770831575,null,null,null,null,null,null,null,null,null,null,0.1658205917623726,0.18161783358701164,0.13051019070486281]
[60337,"SR Providence Solar Center","2017-10-01",2017,"Southeast (non-ISO)","TN",35.577451000000003,-89.049931000000001,4.3775164383999998,"PV","Thin-Film",20,16,1.25,"Tracking","Single Axis","Tracking",179,null,null,null,null,null,38.65,5.8,null,88.025598079236588,null,null,null,null,null,null,null,null,null,null,0.22066210045662102,0.21493293378995434,0.21284437613843352,0.2169306506849315]
[61462,"SR Platteville Solar Farm (Platte Solar Farm)","2017-12-31",2017,"West (non-ISO)","CO",40.181320999999997,-104.68932100000001,4.8135070775999997,"PV","Thin-Film",21.8,16,1.3625,"Tracking","Single Axis","Tracking",180,null,null,null,null,null,33.26,36.46,null,63.615957210688286,null,null,null,null,null,null,null,null,null,null,0.27649828767123286,0.2694706050228311,0.26349755236794176,0.26184360730593609]
[60638,"PSEG Sunflower Solar","2017-12-30",2017,"PJM","NC",36.396431,-77.592710999999994,4.4100700912999997,"PV","c-Si",20.9,16.2,1.2901234567901234,"Tracking","Single Axis","Tracking",180,null,null,null,null,null,40.72,11.73,null,79.26731110318461,null,null,null,null,null,null,null,null,null,null,0.19416257962681105,0.23218614352556524,0.21888141176999715,0.22857122723941606]
[60435,"NSA Crane Solar Project","2017-02-27",2017,"MISO","IN",38.816400999999999,-86.884201000000004,4.1012394977,"PV","c-Si",24.3,17,1.4294117647058824,"Fixed Tilt","Fixed Tilt",25,180,null,null,null,null,null,42.73,0.72,null,129.5895420118984,null,null,null,null,null,null,null,null,null,null,0.18855761482675262,0.18609320440504973,0.18315386263795139,0.14869057211925868]
[60584,"NAS Oceana Solar","2017-12-30",2017,"PJM","VA",36.788030999999997,-76.046960999999996,4.3180559361000004,"PV","Thin-Film",21,17.600000000000001,1.1931818181818181,"Tracking","Single Axis","Tracking",174,null,null,null,null,null,41.86,11.07,null,85.333245201048257,null,null,null,null,null,null,null,null,null,null,0.17788112287256119,0.21253632212536314,0.19421287671799961,0.21858784765462844]
[645,"Big Bend Solar (FL)","2017-02-20",2017,"Southeast (non-ISO)","FL",27.786221000000001,-82.390381000000005,5.0192196346999998,"PV","Thin-Film",23,19,1.2105263157894737,"Tracking","Single Axis","Tracking",180,"PV+Fossil",null,null,null,null,null,null,null,73.119129207530435,null,null,null,null,null,null,null,null,null,null,0.2436253304494112,0.23985219899062726,0.22988567730802417,0.22681446767603941]
[58792,"Ayrshire","2017-09-30",2017,"Southeast (non-ISO)","NC",35.281891000000002,-81.614411000000004,4.5352004566000002,"PV","Thin-Film",27.1,19.399999999999999,1.3969072164948455,"Fixed Tilt","Fixed Tilt",20,180,null,null,null,null,null,41.03,5.3,null,109.53073832035008,null,null,null,null,null,null,null,null,null,null,0.20789789577743265,0.20304335545826865,0.19953101233733311,0.21331732806100837]
[60347,"Lapeer Solar Project II (Turill Array)","2017-10-09",2017,"MISO","MI",43.034739000000002,-83.308890000000005,3.7247666666999999,"PV","c-Si",22.96,19.57,1.1732243229432806,"Fixed Tilt","Fixed Tilt",30,180,null,null,null,null,null,41.53,15.81,null,102.30527857867749,null,null,null,null,null,null,null,null,null,null,0.15537247160993314,0.15614245082049452,0.15908983025764314,0.1560199541279052]
[60917,"Amazon Solar Farm US East 2 (Buckingham Solar)","2017-11-30",2017,"PJM","VA",37.502780000000001,-78.373009999999994,4.3037219177999999,"PV","c-Si",22.66,19.8,1.1444444444444444,"Tracking","Single Axis","Tracking",180,null,null,null,null,null,40.130000000000003,11.32,null,67.831901619709214,null,null,null,null,null,null,null,null,null,null,0.17590862967575288,0.2000426640837599,0.18889371860683332,0.19740210322402096]
[60001,"Vaughn Creek PV1 (Fresh Air Energy XXV)","2017-12-30",2017,"Southeast (non-ISO)","NC",36.452511000000001,-77.120250999999996,4.4033440638999997,"PV","c-Si",26,19.899999999999999,1.306532663316583,"Tracking","Single Axis","Tracking",180,null,null,null,null,null,39.94,5.12,null,43.715445414895811,null,null,null,null,null,null,null,null,null,null,0.21645327092081415,0.24261145912209459,0.23229764487281587,0.24629999311626627]
[10437,"Sunray 2 (previously SEGS II)","2017-06-02",2017,"CAISO","CA",34.862960999999999,-116.82713099999999,5.8493111871999997,"PV","c-Si",26.9,20,1.345,"Tracking","Single Axis","Tracking",180,null,null,null,null,null,null,null,null,49.166964655924609,null,null,null,null,null,null,null,null,null,null,0.34154109589041098,0.33631849315068491,0.33241120218579234,0.33277968036529681]
[59522,"Giffen Solar Park","2017-06-30",2017,"CAISO","CA",36.552340999999998,-120.33885100000001,5.3220723744000002,"PV","c-Si",28,20,1.4,"Tracking","Single Axis","Tracking",179,null,null,null,null,null,3.69,6.85,null,88.282568317615016,null,null,null,null,null,null,null,null,null,null,0.21095890410958909,0.18143264840182652,0.17134562841530054,0.17556506849315068]
[59685,"Remington Solar Facility","2017-10-26",2017,"PJM","VA",38.548333,-77.776390000000006,4.1782162100000004,"PV","Thin-Film",27.7,20,1.385,"Fixed Tilt","Fixed Tilt",20,180,"PV+Fossil",null,null,null,null,43,12.41,null,96.14120013333924,null,null,null,null,null,null,null,null,null,null,0.20172945205479453,0.19513698630136986,0.18980532786885246,0.20390981735159822]
[59695,"Mountain Home Solar (Mt Home Solar I)","2017-03-31",2017,"West (non-ISO)","ID",43.147621000000001,-115.721571,4.732713242,"PV","c-Si",26.681000000000001,20,1.33405,"Tracking","Single Axis","Tracking",180,null,null,null,null,null,null,null,null,66.439503598338689,null,null,null,null,null,null,null,null,null,null,0.27011415525114157,0.28551369863013704,0.29120560109289617,0.27081621004566214]
[59915,"CED Oro Loma (SR Solis Oro Loma Solar)","2017-02-01",2017,"CAISO","CA",36.876961000000001,-120.667501,5.2543954338000001,"PV","c-Si",27.681999999999999,20,1.3840999999999999,"Tracking","Single Axis","Tracking",180,null,null,null,null,null,31.54,6.89,null,80.443990799002378,null,null,null,null,null,null,null,null,null,null,0.30089611872146121,0.26592465753424654,0.29133082877959926,0.28938356164383566]
[60009,"Murphy Flat Power","2017-03-30",2017,"West (non-ISO)","ID",43.211401000000002,-116.441821,4.6079764839999999,"PV","c-Si",26.678000000000001,20,1.3339000000000001,"Tracking","Single Axis","Tracking",180,null,null,null,null,null,null,null,null,82.565849717356386,null,null,null,null,null,null,null,null,null,null,0.26115867579908669,0.26507990867579906,0.26127049180327871,0.25055365296803656]
[60010,"Orchard Ranch Solar","2017-03-31",2017,"West (non-ISO)","ID",43.469270999999999,-116.289361,4.6515584475000002,"PV","Thin-Film",26.783000000000001,20,1.3391500000000001,"Tracking","Single Axis","Tracking",180,null,null,null,null,null,null,null,null,73.967878997543053,null,null,null,null,null,null,null,null,null,null,0.27248287671232874,0.27647260273972596,0.26668943533697631,0.26425228310502286]
[60011,"American Falls Solar I","2017-03-31",2017,"West (non-ISO)","ID",42.831541000000001,-112.743031,4.488106621,"PV","c-Si",26.678000000000001,20,1.3339000000000001,"Tracking","Single Axis","Tracking",180,null,null,null,null,null,null,null,null,80.748090805663921,null,null,null,null,null,null,null,null,null,null,0.24318493150684931,0.24993721461187215,0.26046220400728598,0.25908675799086756]
[60012,"American Falls Solar II","2017-03-31",2017,"West (non-ISO)","ID",42.827781000000002,-112.742971,4.488106621,"PV","c-Si",26.678000000000001,20,1.3339000000000001,"Tracking","Single Axis","Tracking",180,null,null,null,null,null,null,null,null,73.914454940497109,null,null,null,null,null,null,null,null,null,null,0.24961757990867581,0.2515867579908676,0.26469148451730418,0.26704337899543379]
[60310,"Portal Ridge Solar B","2017-02-28",2017,"CAISO","CA",34.716470999999999,-118.28211,5.8113525114,"PV","Thin-Film",25,20,1.25,"Tracking","Single Axis","Tracking",180,null,null,null,null,null,30.7,6.88,null,94.654529081472134,null,null,null,null,null,null,null,null,null,null,0.31470890410958902,0.30646689497716906,0.27777208561020034,0.26511986301369866]
[60474,"Bayshore Solar B","2017-12-30",2017,"CAISO","CA",34.678305000000002,-118.302601,5.6208550227999998,"PV","c-Si",25,20,1.25,"Tracking","Single Axis","Tracking",180,null,null,null,null,null,30.71,6.86,52.908337307708216,48.863126236932345,null,null,null,null,null,null,null,null,null,null,0.31720319634703198,0.30676940639269401,0.28257058287795994,0.3083732876712329]
[60475,"Bayshore Solar C","2017-12-30",2017,"CAISO","CA",34.681337999999997,-118.31410099999999,5.6208550227999998,"PV","c-Si",25,20,1.25,"Tracking","Single Axis","Tracking",180,null,null,null,null,null,30.47,6.86,52.993916144085951,49.737508073324648,null,null,null,null,null,null,null,null,null,null,0.30870433789954344,0.30561073059360733,0.28218920765027322,0.30510273972602742]
[60481,"Bayshore Solar A","2017-12-30",2017,"CAISO","CA",34.667816999999999,-118.298101,5.7423842466000004,"PV","c-Si",25,20,1.25,"Tracking","Single Axis","Tracking",180,null,null,null,null,null,30.48,6.86,52.924011922843313,46.238065049821024,null,null,null,null,null,null,null,null,null,null,0.31517694063926943,0.31023401826484021,0.29666438979963572,0.31680936073059363]
[60490,"Redwood 4 Solar Farm","2017-12-30",2017,"CAISO","CA",35.314990999999999,-118.810661,5.3686031962999996,"PV","c-Si",26,20,1.3,"Tracking","Single Axis","Tracking",180,null,null,null,null,null,28.88,7.18,null,66.500870753916487,null,null,null,null,null,null,null,null,null,null,0.28856735159817354,0.28806506849315067,0.28175091074681241,0.27500570776255706]
[60582,"Tallahassee Airport 1 (CoTAL, City of Tallahassee Solar Farm, Tallahassee Solar 1)","2017-12-30",2017,"Southeast (non-ISO)","FL",30.379501000000001,-84.356950999999995,4.7657527396999999,"PV","Thin-Film",28,20,1.4,"Fixed Tilt","Fixed Tilt",30,180,null,null,null,null,null,null,null,46.123073813870917,71.377832099404912,null,null,null,null,null,null,null,null,null,null,0.21422945205479452,0.21729452054794515,0.22205714936247722,0.21308789954337895]
[60622,"Bowling Green Solar","2017-01-19",2017,"PJM","OH",41.396141,-83.581470999999993,3.8422835616,"PV","c-Si",28.7,20,1.4350000000000001,"Tracking","Single Axis","Tracking",180,null,null,null,null,null,40.770000000000003,16.86,null,80.714540446377896,null,null,null,null,null,null,null,null,null,null,0.23930936073059356,0.21240296803652969,0.22191484517304186,0.22876141552511411]
[60748,"Simco Solar (Simcoe Solar)","2017-03-31",2017,"West (non-ISO)","ID",43.325321000000002,-115.939241,4.6827493150999997,"PV","Thin-Film",26.783000000000001,20,1.3391500000000001,"Tracking","Single Axis","Tracking",180,null,null,null,null,null,null,null,null,75.854170113825816,null,null,null,null,null,null,null,null,null,null,0.28083904109589047,0.27590182648401829,0.26142987249544625,0.27611301369863012]
[60915,"Amazon Solar Farm US East 3 (Correctional Solar)","2017-12-30",2017,"PJM","VA",37.472821000000003,-76.844311000000005,4.2920853881000003,"PV","c-Si",22.96,20,1.1480000000000001,"Tracking","Single Axis","Tracking",180,null,null,null,null,null,42.45,10.73,null,75.117837637595883,null,null,null,null,null,null,null,null,null,null,0.18987442922374434,0.19518835616438357,0.15405851548269578,0.19388127853881279]
[60916,"Amazon Solar Farm US East 4 (Sappony Solar)","2017-12-10",2017,"PJM","VA",36.943320999999997,-77.415481,4.3510424658,"PV","c-Si",28.29,20,1.4144999999999999,"Tracking","Single Axis","Tracking",180,null,null,null,null,null,41.84,11.32,null,72.797385423569239,null,null,null,null,null,null,null,null,null,null,0.22298515981735156,0.24884703196347033,0.22819899817850636,0.21940639269406392]
[60947,"Jacumba Solar Farm","2017-07-25",2017,"CAISO","CA",32.619281000000001,-116.129541,5.8574134703,"PV","c-Si",28,20,1.4,"Fixed Tilt","Fixed Tilt",25,180,null,null,null,null,null,25.83,7.46,null,78.408477291298709,null,null,null,null,null,null,null,null,null,null,0.28678652968036528,0.25193493150684931,0.22061133879781422,0.24731164383561641]
[60964,"Apache Solar 1","2017-09-27",2017,"West (non-ISO)","AZ",32.068080999999999,-109.888541,5.6377015981999996,"PV","c-Si",24.66,20,1.2330000000000001,"Tracking","Single Axis","Tracking",180,null,null,null,null,null,null,null,null,46.400881912852157,null,null,null,null,null,null,null,null,null,null,0.28488013698630138,0.29690068493150684,0.3131659836065574,0.30408675799086754]
[60968,"Amazon Solar Farm US East 5 (Scott 2)","2017-12-31",2017,"PJM","VA",37.532651000000001,-77.942910999999995,4.3119285388000002,"PV","c-Si",28.3,20,1.415,"Tracking","Single Axis","Tracking",159,null,null,null,null,null,41.25,10.84,43.122574681558561,72.19742205294061,null,null,null,null,null,null,null,null,null,null,0.21332191780821919,0.23321347031963474,0.22748747723132973,0.23726027397260274]
[60975,"Whitney Point Solar Energy Center","2017-04-15",2017,"CAISO","CA",36.375121,-120.13421099999999,5.3627531962999999,"PV","c-Si",27.5,20,1.375,"Tracking","Single Axis","Tracking",180,null,null,null,null,null,28.96,6.87,53.522028756176532,66.453018647575689,null,null,null,null,null,null,null,null,null,null,0.30124429223744292,0.29487442922374429,0.28686247723132963,0.31141552511415527]
[60981,"Westside Solar Energy Center (Nextera Westside PV)","2017-04-30",2017,"CAISO","CA",36.381940999999998,-120.134811,5.3627531962999999,"PV","c-Si",27.5,20,1.375,"Tracking","Single Axis","Tracking",180,null,null,null,null,null,28.83,6.87,68.5817827755411,68.558483553835771,null,null,null,null,null,null,null,null,null,null,0.30683219178082194,0.28965182648401833,0.28634448998178508,0.30787671232876718]
[61375,"Hecate Energy Cherrydale","2017-11-01",2017,"PJM","VA",37.369397999999997,-75.91413,4.3633436073,"PV","c-Si",25.48,20,1.274,"Tracking","Single Axis","Tracking",180,null,null,null,null,null,38.340000000000003,18.309999999999999,null,80.320205476864487,null,null,null,null,null,null,null,null,null,null,0.18044520547945206,0.210587899543379,0.20502049180327869,0.21684931506849314]
[61406,"Essex Solar Center","2017-12-30",2017,"PJM","VA",37.832580999999998,-76.795691000000005,4.2574970319999998,"PV","c-Si",26.7,20,1.335,"Tracking","Single Axis","Tracking",180,null,null,null,null,null,42.92,11.27,null,78.901896599516689,null,null,null,null,null,null,null,null,null,null,0.21642123287671233,0.24385273972602745,0.22357126593806922,0.23621575342465753]
[61489,"Cameron I Solar","2017-12-30",2017,"Southeast (non-ISO)","SC",33.577421000000001,-80.706109999999995,4.6261358447000003,"PV","c-Si",27.99,20,1.3995,"Tracking","Single Axis","Tracking",180,null,null,null,null,null,null,null,null,55.787487662779029,null,null,null,null,null,null,null,null,null,null,null,0.24848744292237446,0.2346709927140255,0.24756849315068494]
[61498,"Hampton Solar 2","2017-12-30",2017,"Southeast (non-ISO)","SC",32.882091000000003,-81.136090999999993,4.6632315067999999,"PV","c-Si",28.09,20,1.4045000000000001,"Tracking","Single Axis","Tracking",180,null,null,null,null,null,null,null,null,57.74123513050975,null,null,null,null,null,null,null,null,null,null,null,0.23851598173515987,0.22821038251366121,0.23956050228310502]
[60637,"PSEG Cork Oak Solar","2017-12-30",2017,"PJM","NC",36.372871000000004,-77.571500999999998,4.4100700912999997,"PV","c-Si",26.2,20.25,1.2938271604938272,"Tracking","Single Axis","Tracking",180,null,null,null,null,null,41.16,11.29,null,82.274208911958567,null,null,null,null,null,null,null,null,null,null,0.19041659620046225,0.22477028017362874,0.20617733702129573,0.20294266869609334]
[61490,"Estill Solar I","2017-12-30",2017,"Southeast (non-ISO)","SC",32.765641000000002,-81.246060999999997,4.6653315068000003,"PV","c-Si",27.99,20.399999999999999,1.3720588235294118,"Tracking","Single Axis","Tracking",180,null,null,null,null,null,null,null,45.817306307135496,61.710503651086931,null,null,null,null,null,null,null,null,null,null,null,0.21956419554123027,0.21799327654559097,0.22037559315963831]
[61463,"Vandenberg Solar Project (Vandenberg AFB)","2017-12-30",2017,"CAISO","CA",34.746661000000003,-120.51069099999999,5.0473511416000001,"PV","c-Si",28,20.6,1.3592233009708736,"Tracking","Single Axis","Tracking",180,null,null,null,null,null,31.45,8.14,null,90.613211917144369,null,null,null,null,null,null,null,null,null,null,0.25305337589218418,0.23772553974376026,0.23163806214299604]
[60558,"NRG Solar Blythe II (Cisco)","2017-04-20",2017,"CAISO","CA",33.624681000000002,-114.698961,5.8362095890000001,"PV","c-Si",27.645,21.04,1.313925855513308,"Tracking","Single Axis","Tracking",180,null,null,null,null,null,25.53,6.78,null,88.260346286597482,null,null,null,null,null,null,null,null,null,null,0.27185660711495396,0.31879373057624533,0.26794309737026195,0.25109272184315162]
["61268a","Kayenta Solar 1","2017-05-30",2017,"West (non-ISO)","AZ",36.787391,-110.240291,5.4825194063999998,"PV","c-Si",37.6,27.3,1.3772893772893773,"Tracking","Single Axis","Tracking",180,null,null,null,null,null,null,null,null,70.18290116513927,null,null,null,null,null,null,null,null,null,null,0.31200344556508941,null,0.26486180693485117,0.25912003434978992]
[61172,"EE Waianae Solar Project (Waianae Solar)","2017-01-25",2017,"HI","HI",21.457001000000002,-158.19031100000001,5.2884390411000002,"PV","c-Si",40.39,27.6,1.4634057971014491,"Tracking","Single Axis","Tracking",180,null,null,null,null,null,null,null,131.15195490949597,113.69962699369621,null,null,null,null,null,null,null,null,null,null,0.26245417245715036,0.27704213817748652,0.26344423985639237,0.2532137184832241]
[60258,"Alta Luna","2017-03-16",2017,"West (non-ISO)","NM",32.571120999999998,-107.462941,5.8230972603,"PV","c-Si",33.76737,28.1,1.2016857651245552,"Tracking","Single Axis","Tracking",180,null,null,null,null,null,27.71,23.8,41.329687220628124,64.454242053940547,null,null,null,null,null,null,null,null,null,0.29421180064674429,0.29312306017322343,0.28189847088837966,0.27771295594059725,0.28960902842100122]
[60346,"Lapeer Solar Project I (Demille Array)","2017-05-01",2017,"MISO","MI",43.040011,-83.333250000000007,3.7247666666999999,"PV","c-Si",34.57,28.56,1.2104341736694679,"Fixed Tilt","Fixed Tilt",30,180,null,null,null,null,null,41.55,16.72,null,101.61301435058816,null,null,null,null,null,null,null,null,null,null,0.15946960976171293,0.16581689753526982,0.17278199986734222,0.15861424478467187]
[59689,"Gulf Coast Solar Center 1 (Eglin AFB)","2017-08-23",2017,"Southeast (non-ISO)","FL",30.516691000000002,-86.525361000000004,4.7312605022999996,"PV","Thin-Film",42.2,30,1.4066666666666667,"Fixed Tilt","Fixed Tilt",20,219,null,null,null,null,null,39.229999999999997,6.33,null,90.309480213126378,null,null,null,null,null,null,null,null,null,null,0.21526636225266363,0.22473363774733637,0.22385018214936248,0.22177321156773211]
[60237,"Midway Solar Farm II","2017-05-30",2017,"West (non-ISO)","CA",33.165861,-115.54051,5.9063401826000002,"PV","Thin-Film",40,30,1.3333333333333333,"Tracking","Single Axis","Tracking",180,null,null,null,null,null,null,null,61.889803331720408,73.55639329639051,null,null,null,null,null,null,null,null,null,null,0.330220700152207,0.30586377473363774,0.28296144505160897,0.27940258751902586]
[59666,"Innovative Solar 47 (NC-47)","2017-04-28",2017,"Southeast (non-ISO)","NC",34.802491000000003,-79.328331000000006,4.5005468036999998,"PV","c-Si",47.6,35,1.36,"Tracking","Single Axis","Tracking",180,null,null,null,null,null,40.07,4.79,null,75.856346177568184,null,null,null,null,null,null,null,null,null,null,0.23727984344422701,0.23032289628180039,0.22219620088472547,0.22727005870841488]
[60540,"Innovative Solar 31 (NC-31)","2017-01-01",2017,"Southeast (non-ISO)","NC",34.539571000000002,-78.750620999999995,4.5364086757999997,"PV","c-Si",43.2,35,1.2342857142857144,"Tracking","Single Axis","Tracking",180,null,null,null,null,null,39.770000000000003,4.53,null,81.585746106739961,null,null,null,null,null,null,null,null,null,null,0.20527397260273972,0.16999021526418787,0.18962399167317201,0.21041748206131769]
[59308,"Beacon Solar 5","2017-12-30",2017,"West (non-ISO)","CA",35.247160999999998,-118.034621,5.8451440639000003,"PV","c-Si",48.2,36,1.338888888888889,"Tracking","Single Axis","Tracking",180,null,null,null,null,null,null,null,67.789040627378981,63.021048208177668,null,null,null,null,null,null,null,null,null,null,0.31722158802638256,0.30957001522070016,0.31898590872293059,0.31614345509893454]
[59690,"Gulf Coast Solar Center 2 (NAS Whiting Field, NOLF Holley)","2017-08-23",2017,"Southeast (non-ISO)","FL",30.428470999999998,-86.894171,4.8293009132,"PV","Thin-Film",53.7,40,1.3425,"Fixed Tilt","Fixed Tilt",20,220,null,null,null,null,null,39.03,7.01,70.474394406695311,86.411323548196947,null,null,null,null,null,null,null,null,null,null,0.2203538812785388,0.22423515981735159,0.23154883879781421,0.22387842465753424]
[60043,"Cuyama Solar","2017-11-01",2017,"CAISO","CA",34.901941000000001,-119.59566100000001,5.5601970319999996,"PV","Thin-Film",56.1,40,1.4025000000000001,"Tracking","Single Axis","Tracking",180,null,null,null,null,null,-46.98,8.76,null,128.10250425395046,null,null,null,null,null,null,null,null,null,null,0.3326912100456621,0.29461757990867582,0.26537454462659382,0.22156107305936074]
[60467,"Red Rock (AZ)","2017-02-28",2017,"West (non-ISO)","AZ",32.553271000000002,-111.28153,5.8109924658000001,"PV","c-Si",57.6,40,1.44,"Tracking","Single Axis","Tracking",180,null,null,null,null,null,28.04,22.25,null,57.250923565090794,null,null,null,null,null,null,null,null,null,null,0.34248002283105022,0.33153253424657536,0.32899590163934428,0.33786244292237444]
[59309,"Beacon Solar 2","2017-12-30",2017,"West (non-ISO)","CA",35.269210999999999,-117.998491,5.8586210045999998,"PV","c-Si",59.6,45,1.3244444444444445,"Tracking","Single Axis","Tracking",180,null,null,null,null,null,null,null,66.89243207399079,58.287675073204277,null,null,null,null,null,null,null,null,null,null,0.32449264332825978,0.31159309994926432,0.31581410645618296,0.32115677321156771]
[59691,"Gulf Coast Solar Center 3 (NAS Pensicola, NOLF Saufley Field)","2017-08-23",2017,"Southeast (non-ISO)","FL",30.473140999999998,-87.340930999999998,4.7190511415999996,"PV","Thin-Film",68.7,50,1.3740000000000001,"Fixed Tilt","Fixed Tilt",20,217,null,null,null,null,null,38.979999999999997,6.89,70.474394406695296,94.326082778409713,null,null,null,null,null,null,null,null,null,null,0.21285388127853883,0.21630136986301371,0.20802140255009108,0.20617123287671232]
[60682,"Pearl Solar","2017-10-30",2017,"ERCOT","TX",31.014710999999998,-102.26207100000001,5.4915118721000002,"PV","c-Si",66.13,50,1.3226,"Tracking","Single Axis","Tracking",180,null,null,null,null,null,71.8,null,null,84.639269767192843,null,null,null,null,null,null,null,null,null,null,0.25205022831050228,0.23813470319634703,0.2285655737704918,0.19265753424657533]
[60885,"Boulder Solar Project 2","2017-01-31",2017,"West (non-ISO)","NV",35.843611000000003,-114.950041,5.4780166667000003,"PV","c-Si",62,50,1.24,"Tracking","Single Axis","Tracking",180,null,null,null,null,null,24.95,14.97,46.326412298594533,58.344040087144542,null,null,null,null,null,null,null,null,null,0.30527625570776257,0.30876255707762557,0.2995205479452055,0.31134562841530056,0.29527397260273974]
[60989,"Solaire Holman 1","2017-04-23",2017,"ERCOT","TX",30.457370999999998,-103.48311099999999,5.6267463470000001,"PV","c-Si",65,50,1.3,"Tracking","Single Axis","Tracking",178,null,null,null,null,null,75.8,null,44.073362846108651,56.343235990656282,null,null,null,null,null,null,null,null,null,null,0.24203652968036529,0.27680365296803655,0.28203551912568309,0.26982648401826487]
[61084,"Luning Solar Energy Center","2017-02-27",2017,"West (non-ISO)","NV",38.545411000000001,-118.193411,5.3796504566000003,"PV","c-Si",65.92,50,1.3184,"Tracking","Single Axis","Tracking",180,null,null,null,null,null,26.06,15.44,null,63.672837717731149,null,null,null,null,null,null,null,null,null,null,0.29533789954337897,0.29607077625570777,0.31371584699453553,0.28925799086757992]
[61512,"Bullock Solar","2017-12-30",2017,"Southeast (non-ISO)","NC",36.475369000000001,-78.315079999999995,4.3952184930999998,"PV","c-Si",75,50,1.5,"Fixed Tilt","Fixed Tilt",20,180,null,null,null,null,null,40.85,1.67,null,88.443395363233208,null,null,null,null,null,null,null,null,null,null,0.22569771689497717,0.23327853881278537,0.22694899817850636,0.24076027397260275]
[61561,"Bladen Solar","2017-12-30",2017,"Southeast (non-ISO)","NC",34.818451000000003,-78.622630999999998,4.4884050228000003,"PV","c-Si",75,50,1.5,"Fixed Tilt","Fixed Tilt",20,180,null,null,null,null,null,41.01,1.84,null,91.348720792655783,null,null,null,null,null,null,null,null,null,null,0.23733269406392693,0.2323447488584475,0.22517304189435336,0.23129452054794519]
[60552,"Hattiesburg Solar Farm","2017-10-28",2017,"Southeast (non-ISO)","MS",31.274411000000001,-89.299131000000003,4.6431696347000004,"PV","c-Si",67.5,50.6,1.3339920948616601,"Fixed Tilt","Fixed Tilt",20,180,null,null,null,null,null,38.93,6.71,44.900955948506507,83.204757477112437,null,null,null,null,null,null,null,null,null,null,0.20370621040662731,0.20681953543776058,0.19925356109203227,0.19957992672406014]
[60303,"Sumrall II Solar Farm (MS Solar 3)","2017-12-30",2017,"MISO","MS",31.400110999999999,-89.497210999999993,4.6277952055,"PV","c-Si",74,52,1.4230769230769231,"Tracking","Single Axis","Tracking",180,null,null,null,null,null,37.89,0.22,43.31529270604905,75.435251488622924,null,null,null,null,null,null,null,null,null,null,0.23873595012293641,0.22210879873551106,0.22378975760123301,0.22448410607657182]
[60306,"Sumrall I Solar Farm (MS Solar 2)","2017-06-30",2017,"Southeast (non-ISO)","MS",31.408811,-89.497210999999993,4.6277952055,"PV","c-Si",74,52,1.4230769230769231,"Tracking","Single Axis","Tracking",180,null,null,null,null,null,38.68,6.49,59.675860441493803,94.528474646393263,null,null,null,null,null,null,null,null,null,null,0.25499648753073412,0.24005751668422901,0.22703429312035869,0.22894055145767475]
[59315,"Beacon Solar 1 (Hecate Energy Beacon 1 Photovoltaic Project)","2017-04-30",2017,"West (non-ISO)","CA",35.268850999999998,-118.014021,5.8451440639000003,"PV","c-Si",63.9,56,1.1410714285714285,"Tracking","Single Axis","Tracking",180,"PV+Storage","Lithium-ion",2018,36,18,null,null,58.099728095495436,54.523663806449456,null,null,null,null,null,null,null,null,null,null,0.2915871656881931,0.28115215264187865,0.28342928701535258,0.28726149706457926]
[61048,"Gala Solar Power Plant (Solar Star Oregon II)","2017-10-27",2017,"West (non-ISO)","OR",44.184210999999998,-120.917331,4.4842189497999998,"PV","c-Si",71,56,1.2678571428571428,"Tracking","Single Axis","Tracking",180,null,null,null,null,null,null,null,52.46751883227703,64.091276475820678,null,null,null,null,null,null,null,null,null,null,0.25808463796477493,0.25692881604696671,0.24772110005204268,0.25691658512720156]
[60383,"Monroe Solar Facility (Rocky River Solar)","2017-03-01",2017,"Southeast (non-ISO)","NC",34.929310999999998,-80.630311000000006,4.5446132419999996,"PV","Thin-Film",74.900000000000006,60,1.2483333333333335,"Fixed Tilt","Fixed Tilt",20,180,null,null,null,null,null,40.83,4.62,null,85.440112396234341,null,null,null,null,null,null,null,null,null,null,0.17705479452054795,0.18429033485540336,0.19114678202792956,0.19758181126331811]
[61813,"Ranchland Solar (Summit Farms Solar Phase 2)","2017-12-30",2017,"PJM","NC",36.472791000000001,-76.157140999999996,4.3991255707999999,"PV","c-Si",84.5,60,1.4083333333333334,"Tracking","Single Axis","Tracking",180,null,null,null,null,null,41.8,11.89,null,76.154857695388174,null,null,null,null,null,null,null,null,null,null,0.1665513888888889,0.23297184170471841,0.23582270795385549,0.25584474885844749]
[59875,"Marshall Solar Project","2017-01-09",2017,"MISO","MN",44.471950999999997,-95.664610999999994,3.9111689498,"PV","c-Si",93.16,62.25,1.4965461847389558,"Fixed Tilt","Fixed Tilt",25,180,null,null,null,null,null,21.98,0.84,62.570151722248319,103.10252256102717,null,null,null,null,null,null,null,null,null,0.20485228585575177,0.19696686288533127,0.17720929379618933,0.1909093569176524,0.17845629091709303]
[60380,"Shoe Creek Solar","2017-12-30",2017,"Southeast (non-ISO)","NC",34.844920000000002,-79.384720000000002,4.5005468036999998,"PV","c-Si",91.587220000000016,64.48,1.4203973325062036,"Tracking","Single Axis","Tracking",180,null,null,null,null,null,40.67,4.45,null,69.756134130615095,null,null,null,null,null,null,null,null,null,null,0.21145100388637722,0.25182315567037167,0.24399695250105083,0.25690065660514172]
[60539,"Innovative Solar 42","2017-09-30",2017,"Southeast (non-ISO)","NC",34.841920999999999,-78.877391000000003,4.5063118721000004,"PV","c-Si",91.634625,71,1.2906285211267605,"Tracking","Single Axis","Tracking",188,null,null,null,null,null,39.93,4.97,null,76.631343738115149,null,null,null,null,null,null,null,null,null,null,0.2144060711299762,0.21172583445880763,0.2101708612329716,0.22572512701781466]
[60658,"Moffett Solar Project (Solvay Solar Energy Facility, Jasper Solar 1)","2017-12-30",2017,"Southeast (non-ISO)","SC",32.635157999999997,-81.003060000000005,4.6561385844999998,"PV","c-Si",93.4,71.400000000000006,1.3081232492997199,"Tracking","Single Axis","Tracking",180,null,null,null,null,null,null,null,null,73.702460299095719,null,null,null,null,null,null,null,null,null,null,0.23005480731105224,0.23059520611897724,0.21727497920844108,0.20616214522338611]
[59665,"Innovative Solar 37 (IS 37)","2017-05-30",2017,"Southeast (non-ISO)","NC",34.830010999999999,-79.946100999999999,4.5232308219000004,"PV","c-Si",110.09792,78.7,1.3989570520965693,"Fixed Tilt","Fixed Tilt",20,180,null,null,null,null,null,41.12,4.5599999999999996,null,82.179253932964443,null,null,null,null,null,null,null,null,null,null,0.2234092240924149,0.21839915754294956,0.19996071174805521,0.20981938231420391]
[59827,"Playa Solar 1 (Switch Station 1)","2017-10-30",2017,"West (non-ISO)","NV",36.400630999999997,-114.901291,5.6882353880999998,"PV","Thin-Film",99,79,1.2531645569620253,"Tracking","Single Axis","Tracking",180,null,null,null,null,null,25.38,16.61,44.000880241765287,64.296319165870941,null,null,null,null,null,null,null,null,null,null,0.31003410207502458,0.30073695162129355,0.30478315003112677,0.29825154615340155]
[60583,"AL Solar (LaFayette Solar Farm, Alabama Solar A)","2017-12-30",2017,"Southeast (non-ISO)","AL",32.866320999999999,-85.394451000000004,4.5744938356000002,"PV","c-Si",110.9,79.2,1.4002525252525253,"Tracking","Single Axis","Tracking",180,null,null,null,null,null,37.369999999999997,6.31,38.447863615684795,56.406458125759656,null,null,null,null,null,null,null,null,null,null,0.23198019002813516,0.24086037313777031,0.21233653704623645,0.22751775748351083]
[60261,"Playa Solar 2 (Switch Station 2)","2017-08-30",2017,"West (non-ISO)","NV",36.409951,-114.911931,5.6882353880999998,"PV","Thin-Film",136.9,100,1.369,"Tracking","Single Axis","Tracking",180,null,null,null,null,null,25.6,16.920000000000002,44.210579352241361,65.84818346010789,null,null,null,null,null,null,null,null,null,null,0.33698744292237442,0.33029794520547945,0.32959357923497268,0.32507077625570774]
[60372,"Lamesa Solar Facility","2017-04-28",2017,"ERCOT","TX",32.724910999999999,-101.921881,5.4285191781000002,"PV","c-Si",130.5,102,1.2794117647058822,"Tracking","Single Axis","Tracking",166,null,null,null,null,null,77.72,null,null,59.542656878702367,null,null,null,null,null,null,null,null,null,null,0.26805555555555555,0.26680208613125617,0.27115477338476374,0.23780889067955949]
[61422,"Amazon Solar Farm US East 6 (Southampton Solar )","2017-11-30",2017,"PJM","VA",36.597791000000001,-77.166851199999996,4.3867840183000002,"PV","c-Si",140.80000000000001,103.6,1.3590733590733592,"Tracking","Single Axis","Tracking",180,null,null,null,null,null,38.96,14.58,42.230974433758092,74.880063523925003,null,null,null,null,null,null,null,null,null,null,0.23659589041095891,0.25556392694063929,0.22653233151183971,0.21611757990867581]
[59206,"OCI Alamo 6 Solar","2017-03-28",2017,"ERCOT","TX",30.993055999999999,-102.27080100000001,5.5240006848999998,"PV","c-Si",140.30000000000001,110.2,1.2731397459165155,"Tracking","Dual-Axis","Tracking",180,null,null,null,null,null,70.849999999999994,null,null,118.93920757226476,null,null,null,null,null,null,null,null,null,null,0.27312938700080386,0.26222455643122922,0.25491819807668786,0.2224318176167864]
[60436,"East Pecos Solar","2017-04-05",2017,"ERCOT","TX",31.000883000000002,-102.2817,5.4915118721000002,"PV","Thin-Film",142.80000000000001,120,1.1900000000000002,"Tracking","Single Axis","Tracking",179,null,null,null,null,null,83.08,null,36.358458750002342,53.185352245019573,null,null,null,null,null,null,null,null,null,null,0.28010273972602739,0.27681601978691017,0.28205639040680025,0.27155060882800608]
[60033,"California Flats Solar 1","2017-11-30",2017,"CAISO","CA",35.866551000000001,-120.314111,5.4430990868000002,"PV","Thin-Film",173,130,1.3307692307692307,"Tracking","Single Axis","Tracking",180,"PV+Storage","Lithium-ion",2021,60,240,29.56,6.43,61.937393296612001,81.211316837815502,null,null,null,null,null,null,null,null,null,null,0.31769669827889008,0.29592553565156304,0.29848062911587503,0.3019906919564454]
[60581,"CED Upton County Solar 1","2017-12-30",2017,"ERCOT","TX",31.258120999999999,-102.26951,5.5476324201000002,"PV","c-Si",213,157.5,1.3523809523809525,"Tracking","Single Axis","Tracking",180,null,null,null,null,null,76.42,null,33.650200695455375,55.812688303455175,null,null,null,null,null,null,null,null,null,null,0.2883257229832572,0.29256649996376022,0.25463324370428198,0.25772414292962237]
[60301,"Holloman Atlas Solar Array","2018-10-31",2018,"West (non-ISO)","NM",32.921261000000001,-106.0724,5.7198974886,"PV","Thin-Film",6.5,5.0010000000000003,1.2997400519896021,"Tracking","Single Axis","Tracking",180,null,null,null,null,null,null,null,null,56.420199216840651]
[63214,"Middleton Solar Park","2018-06-30",2018,"ISO-NE","MA",42.582391999999999,-70.996615000000006,3.8049605023000002,"PV","c-Si",6,5.0010000000000003,1.1997600479904018,"Fixed Tilt","Fixed Tilt",20,180,"PV+Storage","LIB",2019,3,6.6,38.76,7.12]
[61849,"Kentuck Solar Project","2018-03-31",2018,"PJM","VA",36.658110999999998,-79.303839999999994,4.3409878995,"PV","c-Si",8,6,1.3333333333333333,"Tracking","Single Axis","Tracking",180,null,null,null,null,null,41.31,11.89,null,52.88719327178557,null,null,null,null,null,null,null,null,null,null,null,0.24819254185692538]
[62241,"NorWest Energy 9 (Pendleton)","2018-09-30",2018,"West (non-ISO)","OR",45.679792999999997,-118.850053,4.1779289954000003,"PV","c-Si",8.4,6,1.4000000000000001,"Fixed Tilt","Fixed Tilt",20,181,null,null,null,null,null,null,null,null,63.58399333138717,null,null,null,null,null,null,null,null,null,null,null,0.21900684931506845,0.22624468731026109,0.21792237442922374]
[62304,"Woodleaf Solar Facility","2018-12-31",2018,"Southeast (non-ISO)","NC",35.72533,-80.608699999999999,4.4801710045999998,"PV","c-Si",9.4,6,1.5666666666666667,"Tracking","Single Axis","Tracking",179,null,null,null,null,null,40.520000000000003,1.7,null,84.446508542228045,null,null,null,null,null,null,null,null,null,null,null,null,0.21757361870066791,0.21234779299847792]
[61434,"SCE&G Springfield Community Solar","2018-06-30",2018,"Southeast (non-ISO)","SC",33.492521000000004,-81.297510000000003,4.609202968,"PV","Thin-Film",7.7759999999999998,6.1,1.2747540983606558,"Tracking","Single Axis","Tracking",180,null,null,null,null,null,null,null,null,47.867605873772277,null,null,null,null,null,null,null,null,null,null,null,0.20942810090575648,0.2149213174475201,0.223725578261846]
[62062,"Athens MN CONX (Ventyx: Connexus Energy (Athens))","2018-12-31",2018,"MISO","MN",45.459021,-93.265705999999994,3.7962504566000002,"PV","c-Si",8.84,6.625,1.3343396226415094,"Fixed Tilt","Fixed Tilt",25,180,"PV+Storage","Lithium-ion",2018,9,18,41.2,0.74,null,61.550006322625684,null,null,null,null,null,null,null,null,null,null,null,0.15847333505643146,0.18247585661752067,0.19153958817954683]
[61879,"Bartow Solar Energy","2018-03-31",2018,"Southeast (non-ISO)","FL",27.925633999999999,-81.777576999999994,4.9707746574999998,"PV","c-Si",9.3000000000000007,7.26,1.2809917355371903,"Fixed Tilt","Fixed Tilt",15,180,null,null,null,null,null,null,null,51.93509526948268,60.470790216683284,null,null,null,null,null,null,null,null,null,null,null,0.19714580424418529,0.20785036153888617,0.20466181113752718]
[61961,"Gaston Solar II","2018-12-31",2018,"Southeast (non-ISO)","SC",33.778377999999996,-81.110251000000005,4.5892011416000003,"PV","Thin-Film",10.47,7.48,1.3997326203208555,"Tracking","Single Axis","Tracking",180,null,null,null,null,null,null,null,null,92.894738692068373,null,null,null,null,null,null,null,null,null,null,null,0.18129013747466599,0.21840268645958125,0.18382352941176464]
[61729,"IMPA Richmond 2 Solar Project","2018-12-31",2018,"PJM","IN",39.837541000000002,-84.819271000000001,3.9729876711999998,"PV","c-Si",9.7498799999999992,7.5,1.2999839999999998,"Tracking","Single Axis","Tracking",180,null,null,null,null,null,42.76,14.36,null,63.260590304955471,null,null,null,null,null,null,null,null,null,null,null,0.20170471841704721,0.20157862780813601,0.20792998477929989]
[61907,"Springfield Solar Project (near McGuir-Dix-Lakehurst Base)","2018-10-31",2018,"PJM","NJ",40.032086999999997,-74.647390000000001,4.0212518265000003,"PV","c-Si",9.1999999999999993,7.5,1.2266666666666666,"Fixed Tilt","Fixed Tilt",25,180,null,null,null,null,null,32.71,21.12,null,159.12242595336781,null,null,null,null,null,null,null,null,null,null,null,0.13681887366818873,0.17006678809957501,0.16322678843226787]
[64102,"GE 19th Hole","2018-01-31",2018,"NYISO","NY",42.986024,-74.310604999999995,3.7367495434000002,"PV","c-Si",10.4,7.7,1.3506493506493507,"Tracking","Single Axis",25,180,null,null,null,null,null,44.65,8.5500000000000007,null,null,null,null,null,null,null,null,null,null,null,null,null,null,0.18259290800274408,0.15141137401411375]
[61423,"OR Solar 5 (Merrill Solar Facility)","2018-01-31",2018,"West (non-ISO)","OR",42.175491000000001,-121.69283,4.7714815067999998,"PV","c-Si",10.3,8,1.2875000000000001,"Tracking","Single Axis","Tracking",180,null,null,null,null,null,null,null,null,54.473872554688008,null,null,null,null,null,null,null,null,null,null,null,0.27915239726027402,0.28149191712204014,0.27711187214611877]
[61433,"SCE&G Nimitz Community Solar","2018-06-30",2018,"Southeast (non-ISO)","SC",32.498320999999997,-80.962149999999994,4.6799404109999996,"PV","Thin-Film",10.62,8,1.3274999999999999,"Tracking","Single Axis","Tracking",180,null,null,null,null,null,null,null,null,48.533845706414503,null,null,null,null,null,null,null,null,null,null,null,0.22547089041095891,0.23076047358834245,0.22872431506849314]
[62272,"Bly Solar Center","2018-12-31",2018,"West (non-ISO)","OR",42.379530000000003,-121.02187000000001,4.6815878995000002,"PV","c-Si",11.1,8,1.3875,"Tracking","Single Axis","Tracking",180,null,null,null,null,null,null,null,null,84.2132785748354,null,null,null,null,null,null,null,null,null,null,null,0.25786244292237442,0.29303278688524587,0.28046518264840187]
[62406,"City of Gallup Solar","2018-05-31",2018,"West (non-ISO)","NM",35.524940999999998,-108.769621,5.4255367579999998,"PV","c-Si",9.8000000000000007,8,1.2250000000000001,"Tracking","Single Axis","Tracking",180,null,null,null,null,null,27.19,23.76,41.115283755007134,54.37000319210302,null,null,null,null,null,null,null,null,null,null,null,0.24774543378995434,0.24456397996357013]
[61954,"Delta Solar Power I (DSP-I, Delta Solar Power Project)","2018-06-30",2018,"MISO","MI",42.707121000000001,-84.70008,3.7894780822,"PV","c-Si",9.9,8.1,1.2222222222222223,"Tracking","Single Axis","Tracking",180,null,null,null,null,null,40.33,14.93,null,63.614067364458293,null,null,null,null,null,null,null,null,null,null,null,0.18129545070184347,0.20282387730778753,0.20115282710412094]
[61588,"Independence II Solar Farm (IPL2, Bundschu) ","2018-06-30",2018,"SPP","MO",39.118091,-94.289739999999995,4.2353212328999996,"PV","c-Si",10.87,8.4,1.2940476190476189,"Fixed Tilt","Fixed Tilt",25,180,null,null,null,null,null,46.19,29.41,null,63.18312744158716,null,null,null,null,null,null,null,null,null,null,null,0.19884757555990426,0.19929362910920281,0.19982604914111757]
[61601,"Raritan Solar Project","2018-05-31",2018,"PJM","NJ",40.453864000000003,-74.863029999999995,3.9719244292,"PV","c-Si",9.99,8.4,1.1892857142857143,"Fixed Tilt","Fixed Tilt",25,180,null,null,null,null,null,33.130000000000003,20.3,null,113.91034951176195,null,null,null,null,null,null,null,null,null,null,null,0.1663133289845618,0.16133229247983341,0.16605512067840825]
[61600,"Old Bridge Solar Farm","2018-08-31",2018,"PJM","NJ",40.444372000000001,-74.243380000000002,3.9527027396999999,"PV","c-Si",10.69,8.8000000000000007,1.2147727272727271,"Fixed Tilt","Fixed Tilt",12,180,null,null,null,null,null,33.36,21.64,null,106.01329320707151,null,null,null,null,null,null,null,null,null,null,null,0.17949616023246157,0.1700146961417453,0.17582503113325026]
[61965,"Quakertown Solar Project (Quakertown Farms)","2018-10-31",2018,"PJM","NJ",40.522818000000001,-74.94417,3.9635219178000001,"PV","c-Si",9.9969999999999999,8.8000000000000007,1.1360227272727272,"Fixed Tilt","Fixed Tilt",20,180,null,null,null,null,null,33.049999999999997,22.13,null,96.935603135407533,null,null,null,null,null,null,null,null,null,null,null,0.17456672893316727,0.16428371833084945,0.17189445828144456]
[61631,"Chiloquin Solar Park","2018-01-31",2018,"West (non-ISO)","OR",42.610731999999999,-121.86121,4.7181614155,"PV","c-Si",14,9.9,1.4141414141414141,"Fixed Tilt","Fixed Tilt",28,180,null,null,null,null,null,null,null,null,63.341784269194996,null,null,null,null,null,null,null,null,null,null,null,0.22421705640883716,0.23741513495611846,0.22307550389742167]
[61281,"Bear Creek Solar Center","2018-09-30",2018,"West (non-ISO)","OR",44.060814000000001,-121.23721,4.5099561644000001,"PV","c-Si",13,10,1.3,"Tracking","Single Axis","Tracking",180,null,null,null,null,null,null,null,null,68.348293018698683,null,null,null,null,null,null,null,null,null,null,null,0.25876712328767121,0.26873861566484514,0.26479452054794522]
[61345,"Wy'East Solar","2018-08-31",2018,"West (non-ISO)","OR",45.587121000000003,-120.59587000000001,4.3809883561999996,"PV","c-Si",12.5,10,1.25,"Tracking","Single Axis","Tracking",180,null,null,null,null,null,null,null,null,58.884118309979776,null,null,null,null,null,null,null,null,null,null,null,0.21490867579908679,0.24781420765027326,0.26027397260273971]
[61424,"OR Solar 8 (Dairy Solar Facility)","2018-03-31",2018,"West (non-ISO)","OR",42.238888000000003,-121.58581,4.7318499999999997,"PV","c-Si",14,10,1.4,"Tracking","Single Axis","Tracking",180,null,null,null,null,null,null,null,null,54.280147738717986,null,null,null,null,null,null,null,null,null,null,null,0.28166666666666668,0.30553278688524588,0.2986415525114155]
[61496,"Adams Solar Center","2018-07-30",2018,"West (non-ISO)","OR",44.673951000000002,-121.12296000000001,4.4257554795000003,"PV","c-Si",13,10,1.3,"Tracking","Single Axis","Tracking",180,null,null,null,null,null,null,null,null,59.904472297715643,null,null,null,null,null,null,null,null,null,null,null,0.23726027397260274,0.26705373406193084,0.25006849315068497]
[61497,"Elbe Solar Center","2018-08-31",2018,"West (non-ISO)","OR",44.619211,-121.20626,4.4034198629999999,"PV","c-Si",13,10,1.3,"Tracking","Single Axis","Tracking",180,null,null,null,null,null,null,null,null,63.946152434149887,null,null,null,null,null,null,null,null,null,null,null,0.23680365296803654,0.26107695810564663,0.25434931506849318]
[61557,"Facebook 2 Solar Energy Center (Los Lunas 2)","2018-02-28",2018,"West (non-ISO)","NM",35.079140000000002,-106.86517000000001,5.6324237442999996,"PV","c-Si",12.497549999999999,10,1.2497549999999999,"Tracking","Single Axis","Tracking",180,null,null,null,null,null,27.66,29.4,null,40.547609964708002,null,null,null,null,null,null,null,null,null,null,null,0.27603881278538811,0.29480874316939887,0.31592465753424659]
[61558,"Facebook 3 Solar Energy Center (Los Lunas 3)","2018-04-30",2018,"West (non-ISO)","NM",35.075420000000001,-106.86481000000001,5.6324237442999996,"PV","c-Si",12.497549999999999,10,1.2497549999999999,"Tracking","Single Axis","Tracking",180,null,null,null,null,null,27.66,30.94,null,41.566580941768578,null,null,null,null,null,null,null,null,null,null,null,0.28138127853881278,0.2999203096539162,0.31334474885844749]
[61599,"New Road Solar","2018-06-30",2018,"PJM","NJ",40.403238000000002,-74.567790000000002,3.9853575341999998,"PV","c-Si",13.0046,10,1.3004599999999999,"Fixed Tilt","Fixed Tilt",20,180,null,null,null,null,null,35.450000000000003,23.98,null,105.72804516795252,null,null,null,null,null,null,null,null,null,null,null,0.19100456621004569,0.17965619307832423,0.18538812785388128]
[61759,"Covington Solar Farm","2018-02-28",2018,"SPP","OK",36.315660999999999,-97.581829999999997,4.6752913241999998,"PV","c-Si",13.2,10,1.3199999999999998,"Tracking","Single Axis","Tracking",180,null,null,null,null,null,46.3,26.66,null,59.506154423255033,null,null,null,null,null,null,null,null,null,null,null,0.24933789954337904,0.23582650273224043,0.23271689497716899]
[61810,"Chisum Solar","2018-12-31",2018,"ERCOT","TX",33.632911,-95.390710999999996,4.5603273973,"PV","Thin-Film",14.256,10,1.4256,"Tracking","Single Axis","Tracking",182,null,null,null,null,null,86.27,null,null,74.323469435711715,null,null,null,null,null,null,null,null,null,null,null,0.18110730593607305,0.17528460837887067,0.18538812785388128]
[61867,"Bovine Solar (Green Mountain Energy Gable Solar Park)","2018-12-31",2018,"ERCOT","TX",29.633690999999999,-96.078781000000006,4.6411376712000001,"PV","c-Si",14.259,10,1.4258999999999999,"Tracking","Single Axis","Tracking",180,null,null,null,null,null,88.08,null,null,68.429978801231044,null,null,null,null,null,null,null,null,null,null,null,null,0.21862477231329691,0.17811643835616439]
[61868,"Bronson Solar","2018-12-31",2018,"ERCOT","TX",29.537482000000001,-95.969549999999998,4.6456310501999996,"PV","Thin-Film",14.256,10,1.4256,"Tracking","Single Axis","Tracking",182,null,null,null,null,null,83.94,null,null,73.878999499303688,null,null,null,null,null,null,null,null,null,null,null,0.1742579908675799,0.21993397085610197,0.18527397260273976]
[61871,"Sterling Solar (TX)","2018-11-30",2018,"ERCOT","TX",33.166173000000001,-96.172619999999995,4.6250111872000002,"PV","Thin-Film",14.263199999999999,10,1.42632,"Tracking","Single Axis","Tracking",181,null,null,null,null,null,87.88,null,null,82.151853697587228,null,null,null,null,null,null,null,null,null,null,null,0.18146118721461188,0.20039845173041898,0.1625228310502283]
[61874,"Eddy Solar II","2018-11-30",2018,"ERCOT","TX",31.291150999999999,-97.260739999999998,4.7373984018000002,"PV","Thin-Film",14.256,10,1.4256,"Tracking","Single Axis","Tracking",181,null,null,null,null,null,89.66,null,null,78.409033586269729,null,null,null,null,null,null,null,null,null,null,null,0.20917808219178083,0.23071493624772313,0.1843607305936073]
[62713,"DSM Nutritional Products Solar","2018-12-31",2018,"PJM","NJ",40.836806000000003,-75.065470000000005,3.9039586758000002,"PV","c-Si",14,10,1.4,"Fixed Tilt","Fixed Tilt",10,180,null,null,null,null,null,34.479999999999997,18.239999999999998,null,123.33705160942949,null,null,null,null,null,null,null,null,null,null,null,0.13004566210045665,0.18134107468123858,0.18018264840182649]
[61530,"Gaston Solar I","2018-03-31",2018,"Southeast (non-ISO)","SC",33.774656999999998,-81.110550000000003,4.5892011416000003,"PV","c-Si",14.795,10.199999999999999,1.4504901960784315,"Tracking","Single Axis","Tracking",180,null,null,null,null,null,null,null,null,70.944688848251403,null,null,null,null,null,null,null,null,null,null,null,0.23311173784582334,0.23159309261045047,0.18856880651804109]
[60681,"Annapolis Solar Park (Landfill)","2018-08-31",2018,"PJM","MD",38.992144000000003,-76.573769999999996,4.1513947488999996,"PV","c-Si",18,12,1.5,"Fixed Tilt","Fixed Tilt",12,180,null,null,null,null,null,45.48,18.5,82.931245912713933,118.67471229046691,null,null,null,null,null,null,null,null,null,null,null,0.2149923896499239,0.20996508803885849,0.21841704718417046]
[61412,"Latitude Solar Center","2018-12-31",2018,"Southeast (non-ISO)","TN",35.306387000000001,-89.167541,4.3936317351999996,"PV","Thin-Film",19.995000000000001,15,1.333,"Tracking","Single Axis","Tracking",178,null,null,null,null,null,38.69,7.11,null,72.497307324581314,null,null,null,null,null,null,null,null,null,null,null,0.23913242009132418,0.22934881602914389,0.22714611872146118]
[62140,"UVA Puller Solar Facility","2018-10-31",2018,"PJM","VA",37.569661000000004,-76.473169999999996,4.3045294520999997,"PV","c-Si",19.7,15,1.3133333333333332,"Tracking","Single Axis","Tracking",181,null,null,null,null,null,42.76,11.57,null,74.545893225745033,null,null,null,null,null,null,null,null,null,null,null,0.22041095890410961,0.21757741347905282,0.22494672754946726]
[61924,"SR Cumberland Solar Project","2018-12-31",2018,"Southeast (non-ISO)","AL",34.949739999999998,-86.868049999999997,4.3793009131999998,"PV","Thin-Film",20,15.9,1.2578616352201257,"Tracking","Single Axis","Tracking",180,null,null,null,null,null,37.74,6.1,null,92.44507047639091,null,null,null,null,null,null,null,null,null,null,null,0.19445162401998795,0.20943596705273171,0.2256325206053818]
[61955,"Delta Solar Power II (DSP-II A+B, Delta Solar Power Project)","2018-07-30",2018,"MISO","MI",42.707011000000001,-84.698989999999995,3.7873417807999998,"PV","c-Si",19.399999999999999,15.9,1.220125786163522,"Tracking","Single Axis","Tracking",180,null,null,null,null,null,40.32,14.68,null,66.429859823722651,null,null,null,null,null,null,null,null,null,null,null,0.17736423422647254,0.19893230688157998,0.19749576405042937]
[61023,"UVA Hollyfield Solar Project","2018-09-30",2018,"PJM","VA",37.669961000000001,-77.169989999999999,4.2781465753000001,"PV","c-Si",21.1,17,1.2411764705882353,"Tracking","Single Axis","Tracking",181,null,null,null,null,null,42.35,12.3,null,75.746412047434802,null,null,null,null,null,null,null,null,null,null,null,0.21541767391888261,0.2198382085074467,0.20194735428417945]
[60678,"San Joaquin Solar (Summer Wheat Solar Farm, SJ1A)","2018-10-31",2018,"CAISO","CA",36.527211000000001,-120.14921099999999,5.2963639268999998,"PV","Thin-Film",23.4252,18.5,1.2662270270270271,"Tracking","Single Axis","Tracking",179,null,null,null,null,null,32.96,7.24,51.186383857176835,117.4390564171452,null,null,null,null,null,null,null,null,null,null,null,0.22432083390987489,0.23373747723132965,0.16139269406392695]
[61933,"Adams Nielson Solar","2018-11-30",2018,"West (non-ISO)","WA",46.955280999999999,-118.62121,4.2167111871999996,"PV","c-Si",28,19.2,1.4583333333333335,"Tracking","Single Axis","Tracking",180,null,null,null,null,null,null,null,null,111.37204068180937,null,null,null,null,null,null,null,null,null,null,null,0.25767575152207012,0.26909722222222227,0.25818112633181134]
[61959,"Coolidge Solar 1 (Coolidge Solar Ranger)","2018-12-31",2018,"ISO-NE","VT",43.424816999999997,-72.665340999999998,3.7222173515999999,"PV","c-Si",25.574000000000002,19.59,1.3054619703930577,"Fixed Tilt","Fixed Tilt",25,180,null,null,null,null,null,38.32,7.43,89.394088504753057,96.60373489215587,null,null,null,null,null,null,null,null,null,null,null,0.15411832987196428,0.17060231094448955,0.15126299178828073]
[58876,"Fusion Solar Center","2018-03-31",2018,"ISO-NE","CT",41.643270999999999,-72.048760000000001,3.8702319635000002,"PV","c-Si",31.8,20,1.59,"Fixed Tilt","Fixed Tilt",25,180,null,null,null,null,null,38.97,6.07,100.93170736697877,90.938701540954355,null,null,null,null,null,null,null,null,null,null,null,0.22655821917808219,0.22425432604735884,0.22258561643835617]
[60315,"Midway Solar Farm III (Greenbacker, 97WI)","2018-09-30",2018,"West (non-ISO)","CA",33.158749999999998,-115.54025,5.9063401826000002,"PV","Thin-Film",26,20,1.3,"Tracking","Single Axis","Tracking",180,null,null,null,null,null,null,null,null,57.795531826943339,null,null,null,null,null,null,null,null,null,null,null,0.23057077625570777,0.25080828779599268,0.29107876712328767]
[61068,"AES Lawai Solar and Energy Storage Project","2018-12-31",2018,"HI","HI",21.908231000000001,-159.49201099999999,4.7876168950000002,"PV","c-Si",28.187999999999999,20,1.4094,"Tracking","Single Axis","Tracking",180,"PV+Storage","Lithium-ion",2018,20,100,null,null,null,153.69776639662024,null,null,null,null,null,null,null,null,null,null,null,0.21404680365296805,0.22160746812386156,0.22347602739726027]
[61445,"RE Gaskell West 1","2018-03-31",2018,"CAISO","CA",34.834851,-118.55647,5.7571095889999997,"PV","c-Si",28,20,1.4,"Tracking","Single Axis","Tracking",180,null,null,null,null,null,30.79,6.28,null,69.354059750769167,null,null,null,null,null,null,null,null,null,null,null,0.29962328767123292,0.30374544626593802,0.31832762557077621]
[61678,"Pinal Central Solar Energy Center","2018-04-30",2018,"West (non-ISO)","AZ",32.875697000000002,-111.55110999999999,5.7683394977000004,"PV","Thin-Film",30.9,20,1.5449999999999999,"Tracking","Single Axis","Tracking",180,"PV+Storage","Lithium-ion",2018,10,40,null,null,null,64.738513724939125,null,null,null,null,null,null,null,null,null,null,null,0.3545091324200913,0.34774590163934427,0.35064497716894977]
[61736,"Woods Hill Solar","2018-12-31",2018,"ISO-NE","CT",41.831840999999997,-71.919871000000001,3.8417150685000001,"PV","c-Si",24.58,20,1.2289999999999999,"Fixed Tilt","Fixed Tilt",25,181,null,null,null,null,null,38.020000000000003,7.37,null,113.17694719495616,null,null,null,null,null,null,null,null,null,null,null,0.1354623287671233,0.17999772313296902,0.15304794520547946]
[61809,"Stillwater Solar PV II- Geothermal, CSP (Wynn Solar Facility)","2018-06-30",2018,"West (non-ISO)","NV",39.542040999999998,-118.56010999999999,5.2686705479000002,"PV","c-Si",27.1,20,1.355,"Fixed Tilt","Fixed Tilt",30,180,"PV+Geothermal+CSP",null,null,null,null,27.54,3.82,null,77.163467405335837]
[64093,"Montross Solar Facility","2018-12-31",2018,"PJM","VA",38.074387000000002,-76.787538999999995,4.2369374429000004,"PV","c-Si",28,20,1.4,"Tracking","Single Axis","Tracking",180,null,null,null,null,null,81.510000000000005,13.41,null,59.349102453193019,null,null,null,null,null,null,null,null,null,null,null,null,0.22410632969034608,0.22163242009132419]
[60045,"Shoreham Solar Commons (Tallgrass Solar)","2018-07-30",2018,"NYISO","NY",40.936551000000001,-72.889150000000001,3.9449787670999998,"PV","c-Si",32,24.9,1.285140562248996,"Fixed Tilt","Fixed Tilt",25,180,null,null,null,null,null,62.71,13.67,149.39121602712225,92.344345912175626,null,null,null,null,null,null,null,null,null,null,null,0.21346115053822606,0.23337887067395266,0.23131796592763756]
[60789,"Bluebell Solar I (Capricorn Ridge Solar)","2018-11-30",2018,"ERCOT","TX",31.86965,-100.82754,5.2773100457000002,"PV","c-Si",45.4,30,1.5133333333333332,"Tracking","Single Axis","Tracking",180,"Wind+PV",null,null,null,null,72.010000000000005,null,null,49.795215223068489,null,null,null,null,null,null,null,null,null,null,null,0.29209284627092846,0.29242182756527019,0.26574581430745814]
[59876,"Marine Corps Logistics Base Solar (MCLB Albany)","2018-02-28",2018,"Southeast (non-ISO)","GA",31.559350999999999,-84.08502,4.7382726027000004,"PV","c-Si",44,31.16,1.4120667522464698,"Fixed Tilt","Fixed Tilt",18,185,null,null,null,null,null,38.26,7.42,null,85.402850787814046,null,null,null,null,null,null,null,null,null,null,null,0.21470419282419215,0.20359180889047893,0.2033765921653449]
[59678,"Innovative Solar 67","2018-12-31",2018,"Southeast (non-ISO)","NC",34.618369999999999,-78.00658,4.4725260273999998,"PV","c-Si",48.652799999999999,33.299999999999997,1.4610450450450452,"Tracking","Single Axis","Tracking",181,null,null,null,null,null,40.42,4.72,null,62.091882113558839,null,null,null,null,null,null,null,null,null,null,null,0.25133623349376782,0.22289023996674273,0.25554664253294396]
[61976,"Peony Solar","2018-12-31",2018,"Southeast (non-ISO)","SC",33.503129999999999,-81.253290000000007,4.6094815067999999,"PV","c-Si",57,39,1.4615384615384615,"Tracking","Single Axis","Tracking",185,null,null,null,null,null,null,null,null,64.611637365326132,null,null,null,null,null,null,null,null,null,null,null,0.13161807750848847,0.18212332445939003,0.23607013230300902]
[61272,"Gray Hawk Solar","2018-06-30",2018,"West (non-ISO)","AZ",35.346341000000002,-113.91423,5.7033742008999999,"PV","c-Si",64.5,46,1.4021739130434783,"Tracking","Single Axis","Tracking",180,null,null,null,null,null,null,null,48.974276758961736,41.606601681598661,null,null,null,null,null,null,null,null,null,null,null,0.34728757196744092,0.36496198622000475,0.34107603732380387]
[59669,"Innovative Solar 54","2018-12-31",2018,"Southeast (non-ISO)","NC",35.213697000000003,-77.712411000000003,4.4373002282999998,"PV","c-Si",73.664639999999991,50,1.4732927999999998,"Fixed Tilt","Fixed Tilt",20,181,null,null,null,null,null,40.92,5.31,null,63.522086579492296,null,null,null,null,null,null,null,null,null,null,null,0.22775625570776253,0.21894581056466303,0.23019406392694064]
[60336,"Midway Solar Farm I  (83WI 8ME)","2018-01-31",2018,"West (non-ISO)","CA",33.173369999999998,-115.54901,5.9063401826000002,"PV","Thin-Film",66,50,1.32,"Tracking","Single Axis","Tracking",180,null,null,null,null,null,null,null,null,72.207479704557841,null,null,null,null,null,null,null,null,null,null,null,0.29685616438356166,0.24053051001821493,0.28856392694063926]
[61697,"Project Ivory Solar (Lamesa Solar B/II)","2018-11-30",2018,"ERCOT","TX",32.713326000000002,-101.8852,5.4146079908999996,"PV","c-Si",66,50,1.32,"Tracking","Single Axis","Tracking",180,null,null,null,null,null,67.3,null,null,49.255843419504266,null,null,null,null,null,null,null,null,null,null,null,0.2739840182648402,0.29788023679417119,0.25168264840182647]
[61811,"Titan Solar (NER Deer Trail Titan Solar Energy Center, NOT Hunter Solar)","2018-12-31",2018,"West (non-ISO)","CO",39.686461000000001,-104.01400099999999,4.8979700913000004,"PV","c-Si",67.599999999999994,50,1.3519999999999999,"Tracking","Single Axis","Tracking",181,null,null,null,null,null,32.47,29.22,29.783408289856403,51.831709625847651,null,null,null,null,null,null,null,null,null,null,null,0.2366187214611872,0.23227459016393442,0.23873059360730595]
[60623,"Brantley Farm Solar","2018-10-31",2018,"Southeast (non-ISO)","NC",35.894651000000003,-78.149389999999997,4.456380137,"PV","Thin-Film",71.400499999999994,50.2,1.422320717131474,"Fixed Tilt","Fixed Tilt",20,180,null,null,null,null,null,40.950000000000003,5.5,null,61.224449488391947,null,null,null,null,null,null,null,null,null,null,null,0.23404973712456104,0.22576588001364303,0.23682439192999685]
[60624,"Fox Creek Solar Farm","2018-11-30",2018,"Southeast (non-ISO)","NC",36.12744,-78.279409999999999,4.4255710046000001,"PV","c-Si",65.502600000000001,50.2,1.304832669322709,"Fixed Tilt","Fixed Tilt",20,180,null,null,null,null,null,40.85,5.36,null,60.741804299714452,null,null,null,null,null,null,null,null,null,null,null,0.2101694591497025,0.20702935072097764,0.21536684312976398]
[61988,"Citrus Ridge Solar (Disney, FL Solar 5)","2018-12-31",2018,"Southeast (non-ISO)","FL",28.400780999999998,-81.616320999999999,4.9055815067999999,"PV","Thin-Film",62.75,52,1.2067307692307692,"Tracking","Single Axis","Tracking",180,null,null,null,null,null,null,null,34.825302763501654,44.734846044301236,null,null,null,null,null,null,null,null,null,null,null,0.2150180014049877,0.22162454462659381,0.22000570776255707]
[61693,"Buckleberry Solar","2018-11-30",2018,"Southeast (non-ISO)","NC",35.380682999999998,-77.405990000000003,4.4311502282999999,"PV","c-Si",75.031700000000001,52.1,1.440147792706334,"Fixed Tilt","Fixed Tilt",20,181,null,null,null,null,null,40.98,2.5499999999999998,null,55.2099373576673,null,null,null,null,null,null,null,null,null,null,null,0.23259934355252895,0.21503501393215374,0.22406638094987685]
[60560,"SR Millington Solar Farm (NSA Mid-South Solar)","2018-12-31",2018,"Southeast (non-ISO)","TN",35.351533000000003,-89.854731000000001,4.4360493151,"PV","Thin-Film",68,53,1.2830188679245282,"Tracking","Single Axis","Tracking",178,null,null,null,null,null,38.85,7.82,null,71.315282629287552,null,null,null,null,null,null,null,null,null,null,null,0.22501524941845438,0.22696540880503141,0.23323425519083313]
[61665,"Payne Creek Solar","2018-09-30",2018,"Southeast (non-ISO)","FL",27.664583,-81.964219999999997,4.9940728310000004,"PV","Thin-Film",84.9,70.3,1.2076813655761025,"Tracking","Single Axis","Tracking",180,null,null,null,null,null,null,null,null,52.476960962752933,null,null,null,null,null,null,null,null,null,null,null,0.20365589093058459,0.22913929891928173,0.21534259565982716]
[61654,"Balm Solar","2018-09-30",2018,"Southeast (non-ISO)","FL",27.768889999999999,-82.235280000000003,5.0073136986,"PV","Thin-Film",87.9,74.400000000000006,1.1814516129032258,"Tracking","Single Axis","Tracking",180,null,null,null,null,null,null,null,null,50.579161362147488,null,null,null,null,null,null,null,null,null,null,null,0.20851592036136885,0.22878382249250834,0.22880762998968915]
[61020,"FPL Indian River Solar Energy Center","2018-01-31",2018,"Southeast (non-ISO)","FL",27.571560999999999,-80.569879999999998,4.9180618721,"PV","c-Si",113.24,74.5,1.52,"Fixed Tilt","Fixed Tilt",20,195,null,null,null,null,null,35.78,21.17,null,44.146288898383403,null,null,null,null,null,null,null,null,null,null,null,0.2415387208482731,0.24094295913252894,0.24567129416812233]
[61021,"FPL Horizon Solar Energy Center","2018-01-31",2018,"Southeast (non-ISO)","FL",29.665555999999999,-82.058329999999998,4.7993897260000002,"PV","c-Si",113.24,74.5,1.52,"Fixed Tilt","Fixed Tilt",20,195,null,null,null,null,null,35.9,21.75,null,49.70070303926105,null,null,null,null,null,null,null,null,null,null,null,0.23916214642517852,0.23067413601300718,0.21835064815666083]
[61022,"FPL Coral Farms Solar Energy Center","2018-01-31",2018,"Southeast (non-ISO)","FL",29.758241000000002,-81.895570000000006,4.7658639268999998,"PV","c-Si",113.24,74.5,1.52,"Fixed Tilt","Fixed Tilt",20,195,null,null,null,null,null,35.89,21.49,null,51.116272567586492,null,null,null,null,null,null,null,null,null,null,null,0.23712727161288347,0.22840796567279129,0.21144770310440991]
[61024,"FPL Hammock Solar Energy Center","2018-03-31",2018,"Southeast (non-ISO)","FL",26.689171000000002,-81.316270000000003,5.0488417808000001,"PV","c-Si",113.24,74.5,1.52,"Fixed Tilt","Fixed Tilt",20,195,null,null,null,null,null,35.79,20.05,null,45.216391714972318,null,null,null,null,null,null,null,null,null,null,null,0.24064999540314425,0.24391663916089046,0.24476877815574147]
[61029,"FPL Blue Cypress Solar Energy Center","2018-03-31",2018,"Southeast (non-ISO)","FL",27.599070999999999,-80.533439999999999,4.9180618721,"PV","c-Si",113.24,74.5,1.52,"Fixed Tilt","Fixed Tilt",20,195,null,null,null,null,null,35.65,21.38,null,45.111657532188289,null,null,null,null,null,null,null,null,null,null,null,0.23418681621770709,0.24065873277832789,0.24388005271061261]
[61050,"FPL Wildflower Solar Energy Center","2018-01-31",2018,"Southeast (non-ISO)","FL",27.312961000000001,-81.781319999999994,5.0543945204999998,"PV","c-Si",113.24,74.5,1.52,"Fixed Tilt","Fixed Tilt",20,195,null,null,null,null,null,35.69,21.73,null,44.709565630605582,null,null,null,null,null,null,null,null,null,null,null,0.24911280684012135,0.24192858278016161,0.24394594097637215]
[61051,"FPL Barefoot Bay Solar Energy Center","2018-03-31",2018,"Southeast (non-ISO)","FL",27.871611000000001,-80.525810000000007,4.9433614155000001,"PV","c-Si",113.24,74.5,1.52,"Fixed Tilt","Fixed Tilt",20,196,null,null,null,null,null,35.92,21.77,null,43.550274297329594,null,null,null,null,null,null,null,null,null,null,null,0.24896111060034937,0.24550433368785224,0.25283472771291104]
[61052,"FPL Loggerhead Solar Energy Center","2018-03-31",2018,"Southeast (non-ISO)","FL",27.222640999999999,-80.542730000000006,4.9357730593999998,"PV","c-Si",113.24,74.5,1.52,"Fixed Tilt","Fixed Tilt",20,196,null,null,null,null,null,35.93,21.98,null,45.386669332628472,null,null,null,null,null,null,null,null,null,null,null,0.23831172811130519,0.24178035720834709,0.24115411725046734]
[60825,"ColGreen North Shore Solar Farm","2018-12-31",2018,"West (non-ISO)","CA",33.546129999999998,-115.97861,5.8636098174000004,"PV","c-Si",96.75,74.8,1.2934491978609626,"Tracking","Single Axis","Tracking",180,null,null,null,null,null,null,null,null,56.110346197876005,null,null,null,null,null,null,null,null,null,null,null,0.28643811198202829,0.27520412660841792,0.27827784289307267]
[61610,"NC 102 Project (Mc Bride Place Energy NC)","2018-09-30",2018,"Southeast (non-ISO)","NC",35.292641000000003,-80.497579999999999,4.5066198630000001,"PV","c-Si",102,74.8,1.3636363636363638,"Fixed Tilt","Fixed Tilt",20,179,null,null,null,null,null,41.06,5.73,null,72.48555770475221,null,null,null,null,null,null,null,null,null,null,null,0.19701548116133136,0.21388852361610322,0.21733908382780268]
[60030,"Pecan Solar (Bethel Church Road Solar Power Plant)","2018-12-31",2018,"PJM","NC",36.487350999999997,-77.484560999999999,4.3983844749000003,"PV","Thin-Film",111.26,74.900000000000006,1.4854472630173565,"Tracking","Single Axis","Tracking",181,null,null,null,null,null,39.24,12.72,null,60.472534883955163,null,null,null,null,null,null,null,null,null,null,null,0.21714950222823731,0.24027786897405401,0.24893922490260983]
[61807,"Hamilton Solar Power Plant","2018-12-31",2018,"Southeast (non-ISO)","FL",30.446380000000001,-83.190939999999998,4.7425538813000001,"PV","c-Si",110.8,74.900000000000006,1.4793057409879837,"Tracking","Single Axis","Tracking",180,null,null,null,null,null,null,null,null,57.591657390052283,null,null,null,null,null,null,null,null,null,null,null,0.27530619212222074,0.26721116923353783,0.22512055648017748]
[59851,"Great Bay Solar 1 (Great Bay Energy Center)","2018-03-31",2018,"PJM","MD",38.170411000000001,-75.693209999999993,4.2792038813,"PV","c-Si",99,75,1.32,"Fixed Tilt","Fixed Tilt",25,180,null,null,null,null,null,36.53,20.309999999999999,null,82.579059174016095,null,null,null,null,null,null,null,null,null,null,null,0.20425114155251142,0.19848360655737704,0.20037442922374429]
[61369,"Sweetwater Solar (Green River Project)","2018-12-31",2018,"West (non-ISO)","WY",41.626831000000003,-109.682441,4.7043716895000003,"PV","c-Si",97.935000000000002,80,1.2241875,"Tracking","Single Axis","Tracking",180,null,null,null,null,null,29.38,20.54,null,49.182851069777186,null,null,null,null,null,null,null,null,null,null,null,0.25704623287671235,0.23531989981785065,0.25552511415525114]
[62340,"Aulander Holloman Solar","2018-12-31",2018,"PJM","NC",36.247610000000002,-77.070189999999997,4.3798178082000003,"PV","c-Si",125,80,1.5625,"Tracking","Single Axis","Tracking",180,null,null,null,null,null,42.09,11.99,null,82.875369876941335,null,null,null,null,null,null,null,null,null,null,null,null,0.25501764571948998,0.28300228310502284]
[61262,"Stuttgart Solar Energy Center","2018-01-31",2018,"MISO","AR",34.439670999999997,-91.440330000000003,4.5237981735000004,"PV","c-Si",81,81,1,"Fixed Tilt","Fixed Tilt",14,180,null,null,null,null,null,38.49,0.26,47.589476717256638,42.291440425059612,null,null,null,null,null,null,null,null,null,null,null,0.22875725801905405,0.22233747104724641,0.23208467219121709]
[61750,"CED Wistaria Ranch Solar","2018-12-31",2018,"CAISO","CA",32.672612999999998,-115.619901,5.6630150685,"PV","c-Si",141,100,1.41,"Tracking","Single Axis","Tracking",180,null,null,null,null,null,28.29,6.57,45.658566229768297,71.517693480357806,null,null,null,null,null,null,null,null,null,null,null,0.33406392694063924,0.3071265938069217,0.29539497716894975]
[61264,"Antelope Expansion 2","2018-12-31",2018,"CAISO","CA",34.752929999999999,-118.31789999999999,5.7811771690000002,"PV","c-Si",130,105,1.2380952380952381,"Tracking","Single Axis","Tracking",180,null,null,null,null,null,30.37,7.01,null,49.019565036741511,null,null,null,null,null,null,null,null,null,null,null,0.25283974777125462,0.27368158556683148,0.27685040226136115]
[57340,"CED Panoche Valley Solar Project","2018-01-31",2018,"CAISO","CA",36.634821000000002,-120.885571,5.3493853881,"PV","c-Si",188,140,1.3428571428571427,"Tracking","Single Axis","Tracking",180,null,null,null,null,null,33.57,6.69,null,71.941355993203544,null,null,null,null,null,null,null,null,null,null,null,0.31134866275277234,0.26450445615404633,0.29027723418134377]
[60044,"Buckthorn Solar 1 (Riggins Solar)","2018-05-31",2018,"ERCOT","TX",31.077110999999999,-102.845251,5.6111963469999999,"PV","Thin-Film",202,154,1.3116883116883118,"Tracking","Single Axis","Tracking",179,null,null,null,null,null,84.52,null,34.377918243669868,51.167177721877017,null,null,null,null,null,null,null,null,null,null,null,null,0.26871318572138242,0.24771986004862717]
[60123,"Castle Gap Solar (Upton 2 Solar Power Plant)","2018-05-31",2018,"ERCOT","TX",31.255120999999999,-102.27157,5.5476324201000002,"PV","c-Si",234,180,1.3,"Tracking","Single Axis","Tracking",179,"PV+Storage","Lithium-ion",2019,10,42,79.510000000000005,null,null,39.882404391013537,null,null,null,null,null,null,null,null,null,null,null,0.27614028411973618,0.2671195102206031,0.27993277524099441]
[61368,"Midway Solar - TX (McCamey, Waymark Solar)","2018-12-31",2018,"ERCOT","TX",30.995502999999999,-102.223501,5.5240006848999998,"PV","c-Si",236,182,1.2967032967032968,"Tracking","Single Axis","Tracking",191,null,null,null,null,null,85.29,null,null,50.829737490441438,null,null,null,null,null,null,null,null,null,null,null,0.20924532088915651,0.24047218719349867,0.22238571930352752]
[59940,"Great Valley Solar 1-4 (Tranquility 8)","2018-04-30",2018,"CAISO","CA",36.576661000000001,-120.390241,5.3220723744000002,"PV","c-Si",281,200,1.405,"Tracking","Single Axis","Tracking",180,null,null,null,null,null,4.04,6.37,41.974889313323182,58.080545135569508,null,null,null,null,null,null,null,null,null,null,null,0.31091723744292238,0.30198372040072857,0.30457020547945207]
[61202,"Mount Signal Solar Farm 3 (MS3)","2018-11-30",2018,"CAISO","CA",32.678804999999997,-115.56721,5.8522068492999999,"PV","Thin-Film",328.9,252.3,1.3036068172810145,"Tracking","Single Axis","Tracking",180,null,null,null,null,null,28.14,6.65,48.274171774799626,74.392540459482376,null,null,null,null,null,null,null,null,null,null,null,0.2825742891426275,0.26893607950751086,0.29179312878594549]
[62082,"Southwick Solar PV","2019-01-31",2019,"ISO-NE","MA",42.015492999999999,-72.775694999999999,3.8112655251000001,"PV","c-Si",6.6,5.0010000000000003,1.3197360527894419,"Fixed Tilt","Fixed Tilt",20,179,null,null,null,null,null,38.369999999999997,6.41,null,94.259317303858992]
[62327,"Synergen Panorama CSG aka Panorama Solar Electric Facility","2019-07-30",2019,"PJM","MD",38.772410999999998,-76.971070999999995,4.1749372145999999,"PV","c-Si",6.6,5.0010000000000003,1.3197360527894419,"Fixed Tilt","Fixed Tilt",25,180,null,null,null,null,null,45.57,12.86]
[62381,"GMP Solar/Storage-Milton Hybrid","2019-09-30",2019,"ISO-NE","VT",44.657791000000003,-73.179681000000002,3.6313449771999999,"PV","c-Si",7,5.0010000000000003,1.3997200559888021,"Fixed Tilt","Fixed Tilt",25,180,"PV+Storage","Lithium-Ion",2019,2,8,37.950000000000003,8,null,85.91791063426993]
[62382,"GMP Solar/Storage-Ferrisburgh Hybrid","2019-09-30",2019,"ISO-NE","VT",44.225870999999998,-73.247050999999999,3.6529367580000001,"PV","c-Si",6.3180000000000005,5.0010000000000003,1.2633473305338931,"Tracking","Single Axis","Tracking",180,"PV+Storage","Lithium-Ion",2019,2,8,38.24,7.78,null,89.729392620880517]
[62610,"Commerce Solar","2019-12-31",2019,"ERCOT","TX",29.435281,-98.617491000000001,4.7539878995000002,"PV","c-Si",5.9,5.0010000000000003,1.1797640471905619,"Tracking","Single Axis","Tracking",180,"PV+Storage","Lithium-Ion",2019,10,10,88.38,null,null,52.26094355662984]
[62652,"Happy Hollow CSG Hybrid","2019-11-15",2019,"ISO-NE","MA",42.607720999999998,-72.043960999999996,3.7905812784999999,"PV","c-Si",7.1280000000000001,5.0010000000000003,1.4253149370125975,"Fixed Tilt","Fixed Tilt",25,180,"PV+Storage","Lithium-Ion",2019,3.3,6.6,38.01,6.05,null,86.211796862853504]
[62682,"Noland Wastewater Treatment Plant Hybrid","2019-08-31",2019,"SPP","AR",36.080230999999998,-94.066141000000002,4.3989805936000002,"PV","c-Si",5.8,5.0010000000000003,1.1597680463907218,"Tracking","Single Axis","Tracking",179,"PV+Storage","Lithium-Ion",2019,6,13.1,45.67,23.18,null,44.31335118281293]
[62683,"Westside Wastewater Treatment Plant Hybrid","2019-08-31",2019,"SPP","AR",36.041350000000001,-94.140079999999998,4.4148246574999996,"PV","c-Si",5.8,5.0010000000000003,1.1597680463907218,"Tracking","Single Axis","Tracking",180,"PV+Storage","Lithium-Ion",2019,6,13.1,46.39,22.63,null,44.143426660778452]
[62953,"Griffin Solar","2019-11-30",2019,"ERCOT","TX",31.474114,-97.135821000000007,4.7432632420000003,"PV","c-Si",7.2,5.0010000000000003,1.4397120575884823,"Tracking","Single Axis","Tracking",181,null,null,null,null,null,85.52,null,null,39.11744272425792]
[63000,"RT 52 Walden Solar 1 Hybrid","2019-12-31",2019,"NYISO","NY",41.581440999999998,-74.214661000000007,3.8876789953999999,"PV","c-Si",5.9349999999999996,5.0010000000000003,1.1867626474705057,"Fixed Tilt","Fixed Tilt",25,210,"PV+Storage","Lithium-Ion",2020,3.9,8.8000000000000007,40.049999999999997,6.6,null,82.444870329110231]
[63186,"Imeson Solar (SunPort Solar)","2019-12-31",2019,"Southeast (non-ISO)","FL",30.456752999999999,-81.714860999999999,4.7374863013999997,"PV","c-Si",9,5.0010000000000003,1.7996400719856027,"Tracking","Single Axis","Tracking",180,"PV+Storage",null,2019,2,4,null,null,null,65.156049209163697]
[62305,"Tipton Solar Park","2019-07-30",2019,"MISO","IN",40.277768000000002,-86.073599999999999,3.9457109588999999,"PV","c-Si",6.3,5.3,1.1886792452830188,"Tracking","Single Axis","Tracking",180,null,null,null,null,null,44.18,0.66,null,63.38963676658706,null,null,null,null,null,null,null,null,null,null,null,null,0.19666975976904841,0.1995563022314121]
[62306,"IFF Union Beach Solar Project","2019-06-30",2019,"PJM","NJ",40.445690999999997,-74.154420999999999,3.9162305935999999,"PV","c-Si",6.7990000000000004,5.5,1.2361818181818183,"Fixed Tilt","Fixed Tilt",15,180,null,null,null,null,null,33.21,20.45,null,174.96469093219514,null,null,null,null,null,null,null,null,null,null,null,null,0.16523845007451568,0.1483810709838107]
[62268,"NorWest Energy 4 aka Bonanza ","2019-01-31",2019,"West (non-ISO)","OR",42.205050999999997,-121.35292099999999,4.7827031963,"PV","c-Si",6.8,5.6,1.2142857142857144,"Tracking","Single Axis","Tracking",180,null,null,null,null,null,null,null,null,81.363190204992023,null,null,null,null,null,null,null,null,null,null,null,null,0.23955893832943012,0.19651011089367257]
[62582,"Newfield Community Solar","2019-01-31",2019,"NYISO","NY",42.385143999999997,-76.600504000000001,3.70791621,"PV","c-Si",7.5,6,1.25,"Fixed Tilt","Fixed Tilt",20,180,null,null,null,null,null,32.200000000000003,8.1199999999999992,null,80.491914648648887,null,null,null,null,null,null,null,null,null,null,null,null,0.16590771098967821,0.16118721461187219]
[62931,"City of Pratt Solar (Pratt Solar Farm)","2019-03-31",2019,"SPP","KS",37.654944,-98.704633000000001,4.7406577625999997,"PV","c-Si",7.67,6,1.2783333333333333,"Fixed Tilt","Fixed Tilt",35,180,null,null,null,null,null,47.71,16.75,59.402739067407083,47.080675834893654]
[64519,"Centinela State Prison","2019-12-31",2019,"West (non-ISO)","CA",32.825436000000003,-115.77489300000001,5.6778465753000003,"PV","c-Si",8.1999999999999993,6,1.3666666666666665,"Tracking","Single Axis","Tracking",180,null,null,null,null,null,null,null,null,null,null,null,null,null,null,null,null,null,null,null,null,null,0.30398072252580449,0.34157153729071538]
[64521,"Calipatria State Prison","2019-12-31",2019,"West (non-ISO)","CA",33.166482000000002,-115.495293,5.8933406392999999,"PV","c-Si",8.1999999999999993,6,1.3666666666666665,"Tracking","Single Axis","Tracking",180,null,null,null,null,null,null,null,null,null,null,null,null,null,null,null,null,null,null,null,null,null,0.250455373406193,0.32766362252663622]
[62942,"DG AMP Wadsworth 1048","2019-12-31",2019,"PJM","OH",41.012720999999999,-81.765591000000001,3.8102002282999998,"PV","c-Si",8.6026199999999999,6.3,1.3654952380952381,"Tracking","Single Axis","Tracking",180,null,null,null,null,null,41.03,16.05,null,65.827458408288066,null,null,null,null,null,null,null,null,null,null,null,null,0.17954722872755655,0.18052837573385516]
[62770,"IMPA Richmond 3 Solar Park","2019-12-31",2019,"PJM","IN",39.839421000000002,-84.827770999999998,3.9729876711999998,"PV","c-Si",8.6999999999999993,6.7,1.2985074626865669,"Tracking","Single Axis","Tracking",180,null,null,null,null,null,42.78,13.46,null,60.372096953115218,null,null,null,null,null,null,null,null,null,null,null,null,0.18468110268330484,0.20224221358958627]
[60785,"Tungsten Mountain","2019-07-30",2019,"West (non-ISO)","NV",39.666611000000003,-117.68131099999999,4.8551150685,"PV","c-Si",9.6999999999999993,7.3,1.3287671232876712,"Tracking","Single Axis","Tracking",180,"PV+Geothermal",null,null,null,null,28.52,23.08,null,41.437155367214721,null,null,null,null,null,null,null,null,null,null,null,null,0.27018302268133843,0.25719334459248139]
[61872,"Lampwick","2019-11-30",2019,"ERCOT","TX",30.872810999999999,-99.535211000000004,5.0732582192000004,"PV","c-Si",10.9,7.5,1.4533333333333334,"Tracking","Single Axis","Tracking",180,null,null,null,null,null,77.03,null,null,56.085441017950338,null,null,null,null,null,null,null,null,null,null,null,null,0.26177899210686095,0.25260273972602737]
[62637,"Milford Solar Farm (NJ)","2019-09-30",2019,"PJM","NJ",40.615431000000001,-75.156550999999993,3.9320136986000001,"PV","c-Si",8.9,7.5,1.1866666666666668,"Fixed Tilt","Fixed Tilt",15,180,null,null,null,null,null,34.79,19.649999999999999,null,119.33477143121459,null,null,null,null,null,null,null,null,null,null,null,null,0.1473891924711597,0.1554337899543379]
[61794,"Gateway Solar","2019-05-31",2019,"PJM","MD",38.377226999999998,-75.274800999999997,4.2142746574999999,"PV","c-Si",10,7.6,1.3157894736842106,"Tracking","Single Axis","Tracking",181,null,null,null,null,null,36.770000000000003,13.05,null,136.12436642166543,null,null,null,null,null,null,null,null,null,null,null,null,0.11577569264691782,0.14449651526075466]
[62638,"McCullough Road Solar Farm","2019-06-30",2019,"PJM","NJ",40.757271000000003,-74.957250999999999,3.9208148401999998,"PV","c-Si",10,7.6,1.3157894736842106,"Fixed Tilt","Fixed Tilt",23,180,null,null,null,null,null,34.42,20.95,null,109.83982261809881,null,null,null,null,null,null,null,null,null,null,null,null,0.19248514044674531,0.19166065849555397]
[62655,"HL Solar/Lassen","2019-06-30",2019,"CAISO","CA",40.372441000000002,-120.26104100000001,5.0394431507000004,"PV","c-Si",9.3079999999999998,7.6,1.2247368421052631,"Tracking","Single Axis","Tracking",180,null,null,null,null,null,37.94,7.62,null,143.16751572472651,null,null,null,null,null,null,null,null,null,null,null,null,0.16908733582590355,0.10517303532804619]
[62484,"IMPA Crawfordsville 2 Solar Park","2019-12-31",2019,"MISO","IN",40.053640999999999,-86.887681000000001,3.9820675798999998,"PV","c-Si",10.367000000000001,7.9,1.3122784810126582,"Fixed Tilt","Fixed Tilt",null,180,null,null,null,null,null,44.72,0.68,null,65.07684056774373,null,null,null,null,null,null,null,null,null,null,null,null,0.16685976804777383,0.18082769782093513]
[63869,"IBM Solar","2019-07-30",2019,"West (non-ISO)","CO",40.091687,-105.191557,4.4951824200999999,"PV","c-Si",9.6999999999999993,8.1,1.1975308641975309,"Tracking","Single Axis",52,180,null,null,null,null,null,33.72,26.41,null,50.809416907998482,null,null,null,null,null,null,null,null,null,null,null,null,0.21659751737165223,0.21654264614690802]
[61974,"Diamond Solar II","2019-06-30",2019,"Southeast (non-ISO)","SC",33.786681000000002,-81.268810999999999,4.5642771689000003,"PV","c-Si",10.82,8.1999999999999993,1.3195121951219513,"Tracking","Single Axis","Tracking",180,null,null,null,null,null,null,null,null,67.646819695186323,null,null,null,null,null,null,null,null,null,null,null,null,0.20920798347327738,0.20649571221739618]
[59910,"KDC Solar PR1 (Six Flags Adventure Solar)","2019-06-30",2019,"PJM","NJ",40.133640999999997,-74.422409999999999,4.0324116437999997,"PV","c-Si",12.5,8.8000000000000007,1.4204545454545454,"Fixed Tilt","Fixed Tilt",15,180,null,null,null,null,null,33.03,20.059999999999999]
[64227,"Alexis Solar (GMP Azure Solar Park)","2019-12-31",2019,"ERCOT","TX",26.888351,-98.234521000000001,4.9345751142000003,"PV","c-Si",14,9.5,1.4736842105263157,"Tracking","Single Axis","Tracking",180,null,null,null,null,null,77.069999999999993,null,null,null,null,null,null,null,null,null,null,null,null,null,null,null,0.11328551912568306,9.552511415525114E-2]
[63344,"Starvation (aka Starvation Ridge?)","2019-12-31",2019,"West (non-ISO)","OR",43.503290999999997,-119.149821,4.5844164383999999,"PV","c-Si",15.3,9.9,1.5454545454545454,"Tracking","Single Axis","Tracking",180,null,null,null,null,null,null,null,null,68.121494137506374,null,null,null,null,null,null,null,null,null,null,null,null,0.2742129859616198,0.2655435634887689]
[60997,"Everett PV1","2019-12-31",2019,"PJM","NC",35.821137,-77.309569999999994,4.4373732876999998,"PV","c-Si",13,10,1.3,"Fixed Tilt","Fixed Tilt",20,191,null,null,null,null,null,42.16,11.72,null,47.667274375282943,null,null,null,null,null,null,null,null,null,null,null,null,0.16781648451730419,0.22291095890410959]
[61840,"Hope Farm Solar","2019-09-30",2019,"ISO-NE","RI",41.748341000000003,-71.521980999999997,3.8456621004999998,"PV","c-Si",12.6,10,1.26,"Fixed Tilt","Fixed Tilt",25,171,null,null,null,null,null,37.93,6.28,null,74.603251945532804,null,null,null,null,null,null,null,null,null,null,null,null,0.19044854280510023,0.17757990867579912]
[61875,"Cascade Solar (TX)","2019-04-30",2019,"ERCOT","TX",29.205974000000001,-96.0274,4.6423746574999996,"PV","c-Si",14.290880999999999,10,1.4290881,"Tracking","Single Axis","Tracking",180,null,null,null,null,null,86.52,null,null,62.700321496058407,null,null,null,null,null,null,null,null,null,null,null,null,0.20860655737704922,0.20666666666666672]
[61996,"Rankin Solar Center","2019-12-31",2019,"Southeast (non-ISO)","SC",34.236111000000001,-79.654510999999999,4.5626285388000003,"PV","c-Si",13.4,10,1.34,"Tracking","Single Axis","Tracking",180,null,null,null,null,null,null,null,null,63.823789184620296,null,null,null,null,null,null,null,null,null,null,null,null,0.13694216757741348,0.23655251141552511]
[62467,"Vista Solar Energy Center","2019-03-31",2019,"West (non-ISO)","NM",34.741050999999999,-106.657161,5.6190511416,"PV","c-Si",12.8,10,1.28,"Tracking","Single Axis","Tracking",180,null,null,null,null,null,27.95,26.51,null,39.648594545810944,null,null,null,null,null,null,null,null,null,null,null,null,0.29744990892531875,0.26924657534246577]
[62597,"Rio De Oro Solar Energy Center","2019-06-30",2019,"West (non-ISO)","NM",34.692110999999997,-106.689251,5.6618089040999999,"PV","c-Si",12.659405,10,1.2659404999999999,"Tracking","Single Axis","Tracking",180,null,null,null,null,null,27.92,24.53,null,39.683442875784216,null,null,null,null,null,null,null,null,null,null,null,null,0.27657103825136614,0.26924657534246577]
[62980,"Turquoise Liberty Solar (Turquoise 1)","2019-11-30",2019,"West (non-ISO)","NV",39.581232,-119.519116,5.2310636985999999,"PV","Thin-Film",12.715200000000001,10,1.2715200000000002,"Tracking","Single Axis","Tracking",179,null,null,null,null,null,30.08,14.7,30.115007167893602,68.098649307394808,null,null,null,null,null,null,null,null,null,null,null,null,0.18426684881602914,0.25368721461187216]
[63027,"Mars Solar","2019-08-31",2019,"ERCOT","TX",27.423431000000001,-98.830050999999997,5.0258127854000003,"PV","Thin-Film",14.2,10,1.42,"Tracking","Single Axis","Tracking",180,null,null,null,null,null,84.56,null,null,46.025301837643831,null,null,null,null,null,null,null,null,null,null,null,null,0.24897540983606553,0.28194063926940643]
[63081,"San Miguel I Solar Energy Center","2019-09-30",2019,"West (non-ISO)","NM",35.634331000000003,-105.175291,5.2828317352000003,"PV","c-Si",12.636000000000001,10,1.2636000000000001,"Tracking","Single Axis","Tracking",180,null,null,null,null,null,27.71,21.22,null,35.493517306395006,null,null,null,null,null,null,null,null,null,null,null,null,0.29000455373406192,0.30175799086757993]
[63082,"San Miguel II Solar Energy Center","2019-10-30",2019,"West (non-ISO)","NM",35.634369999999997,-105.17549,5.2828317352000003,"PV","c-Si",12.636000000000001,10,1.2636000000000001,"Tracking","Single Axis","Tracking",180,null,null,null,null,null,27.71,21.39,null,34.350676008428636,null,null,null,null,null,null,null,null,null,null,null,null,0.29180327868852463,0.31220319634703197]
[63184,"Rio Rancho Solar Energy Center","2019-12-31",2019,"West (non-ISO)","NM",35.104761000000003,-106.482411,5.5622586757999999,"PV","c-Si",12.67224,10,1.2672240000000001,"Tracking","Single Axis","Tracking",180,null,null,null,null,null,27.16,25.79,null,34.218011668962156,null,null,null,null,null,null,null,null,null,null,null,null,0.29430783242258657,0.31651826484018258]
[63301,"Garrett Solar (PSEG Lake County Solar Energy Center, FKA Lakeview Airport 10 Solar)","2019-12-31",2019,"West (non-ISO)","OR",42.165691000000002,-120.409171,4.7202632419999997,"PV","c-Si",13.3210575,10,1.33210575,"Tracking","Single Axis","Tracking",180,null,null,null,null,null,null,null,null,69.667493891262993,null,null,null,null,null,null,null,null,null,null,null,null,0.2655510018214936,0.28470319634703195]
[63505,"Cherry Blossom Solar","2019-12-31",2019,"Southeast (non-ISO)","SC",33.762185000000002,-79.458010000000002,4.6140746574999998,"PV","c-Si",14.4,10,1.44,"Tracking","Single Axis","Tracking",180,null,null,null,null,null,40.04,2.67,null,41.75042427881985,null,null,null,null,null,null,null,null,null,null,null,null,0.23645264116575593,0.23426940639269406]
[65465,"Cinnaminson Landfill Solar","2019-03-31",2019,"PJM","NJ",40.015830000000001,-74.983549999999994,3.9888388128000001,"PV","c-Si",13,10,1.3,"Fixed Tilt","Fixed Tilt",15,180]
[65467,"Pennsauken Brownfield Solar","2019-04-30",2019,"PJM","NJ",39.964790999999998,-75.079610000000002,4.0331796804,"PV","c-Si",15.2,12,1.2666666666666666,"Fixed Tilt","Fixed Tilt",5,180]
[62792,"DG AMP Solar Piqua Manier","2019-07-30",2019,"PJM","OH",40.130431000000002,-84.255450999999994,3.9253484018,"PV","c-Si",13.2,12.625,1.0455445544554456,"Tracking","Single Axis","Tracking",180,null,null,null,null,null,44.84,16.510000000000002,null,57.576837854573597,null,null,null,null,null,null,null,null,null,null,null,null,0.1917447306791569,0.19953613104298032]
[62989,"Whitetail Solar 1 (Roxbury Solar)","2019-12-31",2019,"PJM","PA",40.139208799999999,-77.609463099999999,3.8981358447000001,"PV","c-Si",18.306999999999999,13.5,1.356074074074074,"Tracking","Single Axis",52,180,null,null,null,null,null,45.32,11.6,null,58.548247316829681,null,null,null,null,null,null,null,null,null,null,null,null,0.20894893071577952]
[64723,"Alton Road Solar (Southern Sky Renewable Energy RI-Alton Rd-Hopkinton)","2019-12-31",2019,"ISO-NE","RI",41.411821000000003,-71.737870999999998,3.9226132420000002,"PV","c-Si",17.553000000000001,13.875,1.2650810810810811,"Fixed Tilt","Fixed Tilt",20,180,null,null,null,null,null,39.01,6.08,null,67.300760090969874]
[58281,"Lanikuhana Solar (Mililani II)","2019-09-30",2019,"HI","HI",21.425398999999999,-158.02065099999999,5.0733043378999998,"PV","Thin-Film",14.7,14.7,1,"Tracking","Single Axis","Tracking",180,null,null,null,null,null,null,null,98.584162792772133,117.9963577536093,null,null,null,null,null,null,null,null,null,null,null,null,0.21957826846585632,0.21838598453079866]
[62389,"Pasto Solar","2019-09-30",2019,"NYISO","NY",42.210028000000001,-76.523759999999996,3.7321755708,"PV","c-Si",23.864999999999998,16,1.4915624999999999,"Fixed Tilt","Fixed Tilt",20,180,null,null,null,null,null,32.42,9.41,null,79.997824012286387,null,null,null,null,null,null,null,null,null,null,null,null,0.18944245218579234,0.18435359589041095]
[60510,"Two Mile Desert Project aka Hertford Solar","2019-06-30",2019,"PJM","NC",36.223419,-76.465665000000001,4.4350668950000003,"PV","c-Si",21.03988,16.2,1.2987580246913581,"Fixed Tilt","Fixed Tilt",15,169,null,null,null,null,null,41.86,12.95,null,66.627852796595334,null,null,null,null,null,null,null,null,null,null,null,null,0.19559974364163804,0.2003847454760698]
[64108,"Gold Meadow Farms","2019-05-31",2019,"ISO-NE","RI",41.734183999999999,-71.528031999999996,3.8456621004999998,"PV","c-Si",21.3,16.2,1.3148148148148149,"Fixed Tilt","Fixed Tilt",25,180,null,null,null,null,null,38.18,6.66]
[62413,"Ellis Solar (North+South)","2019-12-31",2019,"NYISO","NY",42.448940999999998,-76.433751000000001,3.6929292237000002,"PV","c-Si",27,18,1.5,"Fixed Tilt","Fixed Tilt",20,180,null,null,null,null,null,32.380000000000003,7.9,null,76.621670725249189,null,null,null,null,null,null,null,null,null,null,null,null,0.18471083788706741,0.17866565195332321]
[63031,"Gloucester Solar","2019-04-30",2019,"PJM","VA",37.441969999999998,-76.468299999999999,4.3109273973000004,"PV","c-Si",27.8,19.899999999999999,1.3969849246231156,"Tracking","Single Axis","Tracking",191,null,null,null,null,null,42.87,11.87,null,64.18978813082343,null,null,null,null,null,null,null,null,null,null,null,null,0.2141399163394386,0.23018058328170538]
[59524,"Blackwell Solar Park","2019-01-31",2019,"CAISO","CA",35.619061000000002,-119.853931,5.3721926940999998,"PV","c-Si",27.049825000000002,20,1.3524912500000001,"Tracking","Single Axis","Tracking",179,null,null,null,null,null,30,6.61,null,50.698379144786152,null,null,null,null,null,null,null,null,null,null,null,null,0.26224954462659383,0.26764269406392688]
[59878,"Windhub Solar A","2019-12-31",2019,"CAISO","CA",35.020170999999998,-118.28746099999999,5.7908200912999996,"PV","Thin-Film",25,20,1.25,"Tracking","Single Axis","Tracking",180,null,null,null,null,null,29.61,6.64,41.410389844235752,43.450715702360398,null,null,null,null,null,null,null,null,null,null,null,null,0.28195013661202184,0.28602739726027399]
[59951,"Five Forks Solar","2019-12-31",2019,"PJM","NC",36.516931,-78.033080999999996,4.3873618720999996,"PV","c-Si",25.9,20,1.2949999999999999,"Tracking","Single Axis","Tracking",180,null,null,null,null,null,41.08,12.56,null,55.992651234510951,null,null,null,null,null,null,null,null,null,null,null,null,0.22628642987249539,0.2366609589041096]
[61265,"Antelope DSR 3","2019-09-30",2019,"CAISO","CA",34.736859000000003,-118.304091,5.7811771690000002,"PV","c-Si",25,20,1.25,"Tracking","Single Axis","Tracking",180,null,null,null,null,null,30.61,6.69,null,35.718373866622592,null,null,null,null,null,null,null,null,null,null,null,null,0.32480646630236792,0.33684931506849314]
[61778,"North Halifax","2019-12-31",2019,"PJM","NC",36.210641000000003,-77.623110999999994,4.4232360731,"PV","c-Si",26.9,20,1.345,"Tracking","Single Axis","Tracking",181,null,null,null,null,null,40.64,11.69,null,58.060526304392823,null,null,null,null,null,null,null,null,null,null,null,null,0.21672928051001822,0.23032534246575342]
[61973,"Blackville Solar II","2019-05-31",2019,"Southeast (non-ISO)","SC",33.339990999999998,-81.260681000000005,4.6337719177999999,"PV","c-Si",29.580000000000002,20,1.4790000000000001,"Tracking","Single Axis","Tracking",180,null,null,null,null,null,null,null,null,61.01565098465408,null,null,null,null,null,null,null,null,null,null,null,null,0.24056238615664849,0.21523972602739727]
[61987,"West Loch Solar One","2019-11-30",2019,"HI","HI",21.338141,-158.01081099999999,5.6000771690000004,"PV","c-Si",28,20,1.4,"Fixed Tilt","Fixed Tilt",15,180,null,null,null,null,null,null,null,null,65.541238098353631,null,null,null,null,null,null,null,null,null,null,null,null,0.22087887067395265,0.21207762557077625]
[62017,"Riverhead Solar Farm","2019-06-30",2019,"NYISO","NY",40.922992000000001,-72.764510000000001,3.9273168950000001,"PV","c-Si",22.9,20,1.145,"Tracking","Single Axis","Tracking",180,null,null,null,null,null,61.82,9.26,158.50168077348471,115.74291563693339,null,null,null,null,null,null,null,null,null,null,null,null,0.17511384335154823]
[63668,"University Solar, LLC","2019-12-31",2019,"ISO-NE","RI",41.615208000000003,-71.657368000000005,3.8907780822000002,"PV","c-Si",28.4,24,1.1833333333333333,"Fixed Tilt","Fixed Tilt",15,180,null,null,null,null,null,38.64,6.92,null,62.35460200698769,null,null,null,null,null,null,null,null,null,null,null,null,0.15579462659380691,0.15862823439878235]
[62657,"DWW Solar ll (aka Tobacco Valley Solar)","2019-12-31",2019,"ISO-NE","CT",41.903722000000002,-72.796960999999996,3.8075408676000002,"PV","c-Si",48.6,26.4,1.8409090909090911,"Fixed Tilt","Fixed Tilt",20,180,null,null,null,null,null,39.1,8.07,null,146.64296266137313,null,null,null,null,null,null,null,null,null,null,null,null,0.16458540040773817,0.14770575787949666]
["61268b","Kayenta Solar 2","2019-08-31",2019,"West (non-ISO)","AZ",36.787430999999998,-110.240421,5.4825194063999998,"PV","c-Si",38.799999999999997,28,1.3857142857142857,"Tracking","Single Axis","Tracking",180,null,null,null,null,null,null,null,null,46.601144210470572,null,null,null,null,null,null,null,null,null,null,null,null,0.26486180693485117,0.25912003434978992]
[62052,"Citizens Imperial Solar","2019-08-31",2019,"West (non-ISO)","CA",33.190311000000001,-115.431741,5.8933406392999999,"PV","c-Si",39.458487499999997,30,1.3152829166666666,"Tracking","Single Axis","Tracking",180,null,null,null,null,null,null,null,27.883128127433324,44.263008639730991,null,null,null,null,null,null,null,null,null,null,null,null,0.30202641165755922,0.29218797564687976]
[61655,"Bonnie Mine Solar","2019-01-31",2019,"Southeast (non-ISO)","FL",27.877950999999999,-81.916659999999993,5.0130945205000002,"PV","Thin-Film",41.7,37.5,1.1120000000000001,"Tracking","Single Axis","Tracking",180,null,null,null,null,null,null,null,null,54.768732035797804,null,null,null,null,null,null,null,null,null,null,null,null,0.20533090467516696,0.21818569254185693]
[62376,"Grazing Yak Solar","2019-11-30",2019,"West (non-ISO)","CO",38.9777591,-104.25271100000001,4.9866449772000001,"PV","c-Si",47.25,39.5,1.1962025316455696,"Tracking","Single Axis","Tracking",181,null,null,null,null,null,null,null,27.689936170868425,37.288467923869284,null,null,null,null,null,null,null,null,null,null,null,null,0.24899990777247469,0.25463557019825445]
[62057,"SR Hazlehurst III","2019-12-31",2019,"Southeast (non-ISO)","GA",31.832474000000001,-82.602141000000003,4.7210342466000004,"PV","c-Si",55.3,40,1.3824999999999998,"Tracking","Single Axis","Tracking",180,null,null,null,null,null,37.69,6.62,28.027150930444201,35.149393774557247,null,null,null,null,null,null,null,null,null,null,null,null,0.27030048952641167,0.26561073059360729]
[63187,"Tallahassee Solar 2 (FL Solar 4)","2019-12-31",2019,"Southeast (non-ISO)","FL",30.379460999999999,-84.357400999999996,4.7657527396999999,"PV","Thin-Film",55,42,1.3095238095238095,"Fixed Tilt","Fixed Tilt",25,180,null,null,null,null,null,null,null,40.287014037028797,65.714075890525748,null,null,null,null,null,null,null,null,null,null,null,null,0.19926923410529968,0.16823494237877801]
[62541,"Lake Placid Solar Power Plant","2019-12-31",2019,"Southeast (non-ISO)","FL",27.331461000000001,-81.368351000000004,5.0683458903999998,"PV","c-Si",63,45,1.4,"Tracking","Single Axis","Tracking",180,"PV+Storage",null,2021,18,36,null,null,null,82.277590124973102,null,null,null,null,null,null,null,null,null,null,null,null,0.24519581056466302,0.14509132420091325]
[60024,"Waipio Solar (Waiwa PV)","2019-09-30",2019,"HI","HI",21.455271,-157.98106000000001,5.1272296804000002,"PV","c-Si",45.9,45.9,1,"Tracking","Single Axis","Tracking",180,null,null,null,null,null,null,null,90.209651199347334,79.473663294422238,null,null,null,null,null,null,null,null,null,null,null,null,0.19776747979094492,0.19745127883725788]
[62560,"Airport Solar","2019-12-31",2019,"West (non-ISO)","OR",42.167240999999997,-120.408271,4.7202632419999997,"PV","c-Si",60.7,47.3,1.2832980972515857,"Tracking","Single Axis","Tracking",180,null,null,null,null,null,null,null,null,56.707831509813218,null,null,null,null,null,null,null,null,null,null,null,null,0.24479449469918402,0.24678289746782905]
[60125,"Kawailoa Solar","2019-09-19",2019,"HI","HI",21.619630999999998,-158.05063100000001,5.3295664383999997,"PV","Thin-Film",49,48.75,1.0051282051282051,"Tracking","Single Axis","Tracking",180,"Wind+PV",null,null,null,null,null,null,94.980270806747214,81.602951030927301,null,null,null,null,null,null,null,null,null,null,null,null,0.18329011932641909,0.18216848383188891]
[61657,"Lake Hancock Solar","2019-04-30",2019,"Southeast (non-ISO)","FL",27.929721000000001,-81.863709999999998,4.9988849315000001,"PV","Thin-Film",58,49.6,1.1693548387096775,"Tracking","Single Axis","Tracking",180,null,null,null,null,null,null,null,null,54.877310344115386,null,null,null,null,null,null,null,null,null,null,null,null,0.19132812643741606,0.21822794151561276]
[63579,"Britton Solar Energy Center","2019-12-31",2019,"West (non-ISO)","NM",35.016309999999997,-106.09842999999999,5.4387541095999996,"PV","c-Si",67.7,50,1.3540000000000001,"Tracking","Single Axis","Tracking",180,null,null,null,null,null,27.73,23.03,25.011065069237663,33.796107542250944,null,null,null,null,null,null,null,null,null,null,null,null,0.32024817850637521,0.32294977168949773]
[62163,"SR Meridian III","2019-12-31",2019,"Southeast (non-ISO)","MS",32.449921000000003,-88.553431000000003,4.6158673516000004,"PV","c-Si",75,52.5,1.4285714285714286,"Tracking","Single Axis","Tracking",180,null,null,null,null,null,38.15,7.51,37.61994911240707,37.497659235844019,null,null,null,null,null,null,null,null,null,null,null,null,0.26990586781160553,0.25936725375081537]
[61666,"Peace Creek Solar","2019-03-31",2019,"Southeast (non-ISO)","FL",27.914470999999999,-81.808250999999998,4.9988849315000001,"PV","Thin-Film",64.8,55,1.1781818181818182,"Tracking","Single Axis","Tracking",180,null,null,null,null,null,null,null,null,52.670538445730791,null,null,null,null,null,null,null,null,null,null,null,null,0.21279870522709488,0.22867110100060992]
[62399,"Sage Solar I-III","2019-10-31",2019,"West (non-ISO)","UT",41.769970999999998,-111.061391,4.5123824200999998,"PV","Thin-Film",76.3,57.6,1.3246527777777777,"Tracking","Single Axis","Tracking",180,null,null,null,null,null,29.9,35.520000000000003,null,58.979164738122229,null,null,null,null,null,null,null,null,null,null,null,null,0.29418624139850236,0.23939109271943176]
[61656,"Grange Hall Solar","2019-01-31",2019,"Southeast (non-ISO)","FL",27.681508000000001,-82.206760000000003,4.9986276256000002,"PV","Thin-Film",71.400000000000006,61.1,1.1685761047463177,"Tracking","Single Axis","Tracking",180,null,null,null,null,null,null,null,null,51.120767001756356,null,null,null,null,null,null,null,null,null,null,null,null,0.22148587373561218,0.22973043666718981]
[62678,"Crooked Run","2019-12-31",2019,"Southeast (non-ISO)","NC",34.682451,-77.983250999999996,4.4983926940999996,"PV","Thin-Film",105.60527999999999,70.099999999999994,1.506494721825963,"Tracking","Single Axis","Tracking",204,null,null,null,null,null,41.02,5.84,null,54.474477441847938,null,null,null,null,null,null,null,null,null,null,null,null,0.22206599211638853,0.23668731557657363]
[61701,"Seabrook Solar","2019-12-31",2019,"Southeast (non-ISO)","SC",32.564881,-80.731441000000004,4.7096726027000004,"PV","Thin-Film",93,72.5,1.2827586206896551,"Tracking","Single Axis","Tracking",182,null,null,null,null,null,null,null,null,49.600643191941522,null,null,null,null,null,null,null,null,null,null,null,null,0.23546416682369198,0.23769012753897023]
[61663,"Lithia Solar","2019-01-31",2019,"Southeast (non-ISO)","FL",27.753271999999999,-82.164659999999998,5.0124819635,"PV","Thin-Film",87.2,74.5,1.1704697986577182,"Tracking","Single Axis","Tracking",180,null,null,null,null,null,null,null,null,51.542614614079923,null,null,null,null,null,null,null,null,null,null,null,null,0.21896125964230267,0.23384664889215775]
[61763,"FPL Sunshine Gateway Solar Energy Center","2019-01-31",2019,"Southeast (non-ISO)","FL",30.279765999999999,-82.779690000000002,4.7770632419999997,"PV","c-Si",113.24,74.5,1.52,"Fixed Tilt","Fixed Tilt",20,195,"PV+Storage",null,2021,30,75,36.409999999999997,22.12,null,48.445616428772311,null,null,null,null,null,null,null,null,null,null,null,null,0.23276915930123104,0.220351812693451]
[61766,"FPL Miami Dade Solar Energy Center","2019-01-31",2019,"Southeast (non-ISO)","FL",25.644641,-80.487751000000003,4.9810881278999997,"PV","c-Si",113.24,74.5,1.52,"Fixed Tilt","Fixed Tilt",20,195,null,null,null,null,null,35.43,20.170000000000002,null,43.545906163001405,null,null,null,null,null,null,null,null,null,null,null,null,0.23417348198677279,0.23256106156722137]
[61767,"FPL Pioneer Trail Solar Energy Center","2019-01-31",2019,"Southeast (non-ISO)","FL",29.012611,-81.100470999999999,4.8070527396999996,"PV","c-Si",113.24,74.5,1.52,"Fixed Tilt","Fixed Tilt",20,195,null,null,null,null,null,35.93,19.23,null,48.379863857280625,null,null,null,null,null,null,null,null,null,null,null,null,0.2221274801041552,0.22324017039011981]
[61768,"FPL Interstate Solar Energy Center","2019-01-31",2019,"Southeast (non-ISO)","FL",27.488651000000001,-80.443110000000004,4.9338376712000001,"PV","c-Si",113.24,74.5,1.52,"Fixed Tilt","Fixed Tilt",20,195,null,null,null,null,null,35.869999999999997,19.03,null,43.591391969519812,null,null,null,null,null,null,null,null,null,null,null,null,0.23213194215229643,0.23766357145046121]
[61790,"Shaw Creek Solar","2019-10-31",2019,"Southeast (non-ISO)","SC",33.675680999999997,-81.747961000000004,4.5760796804000003,"PV","c-Si",108.6,74.900000000000006,1.4499332443257675,"Tracking","Single Axis","Tracking",180,null,null,null,null,null,null,null,31.503786253632665,48.292054025398976,null,null,null,null,null,null,null,null,null,null,null,null,0.25203610886160294,0.25846333924684961]
[62543,"Trenton Solar Power Plant","2019-12-31",2019,"Southeast (non-ISO)","FL",29.635051000000001,-82.843091000000001,4.8228426941000002,"PV","c-Si",104.9,74.900000000000006,1.4005340453938584,"Tracking","Single Axis","Tracking",181,null,null,null,null,null,null,null,null,47.912401639562674,null,null,null,null,null,null,null,null,null,null,null,null,0.25808090204060785,0.24643207686351964]
[62679,"Palmetto Plains Solar Project","2019-07-30",2019,"Southeast (non-ISO)","SC",33.34666,-80.702077000000003,4.6359874429000003,"PV","Thin-Film",106,74.900000000000006,1.4152202937249665,"Tracking","Single Axis","Tracking",180,null,null,null,null,null,null,null,null,49.516011849415406,null,null,null,null,null,null,null,null,null,null,null,null,0.23998178506375228,0.24383409436834094]
[63076,"Gutenberg Solar","2019-10-31",2019,"PJM","NC",36.452033999999998,-77.537053999999998,4.4006899542999998,"PV","Thin-Film",119,79.900000000000006,1.4893617021276595,"Tracking","Single Axis","Tracking",180,null,null,null,null,null,39.380000000000003,10.81,null,57.718391164170917,null,null,null,null,null,null,null,null,null,null,null,null,0.21790101926132613,0.25149730542173149]
[62544,"Wilkinson Solar","2019-12-31",2019,"PJM","NC",35.5931,-76.761300000000006,4.4102910958999999,"PV","c-Si",95.9,80.599999999999994,1.1898263027295286,"Tracking","Single Axis","Tracking",172.7,null,null,null,null,null,41.01,10.68,null,61.836681312429015,null,null,null,null,null,null,null,null,null,null,null,null,0.19896456223135234,0.23721347881754426]
[60491,"Springbok 3 Solar Farm","2019-07-30",2019,"West (non-ISO)","CA",35.270780999999999,-118.00432000000001,5.8451440639000003,"PV","c-Si",121,90,1.3444444444444446,"Tracking","Single Axis","Tracking",179,"PV+Storage","Lithium-Ion",2019,1.5,1.5,null,null,41.616315253005276,78.36562589854006,null,null,null,null,null,null,null,null,null,null,null,null,0.30678126897389191,0.30281202435312027]
[59826,"Sunshine Valley Solar","2019-12-31",2019,"CAISO","NV",36.516210999999998,-116.50585100000001,5.6937305935999998,"PV","Thin-Film",126,100,1.26,"Tracking","Single Axis","Tracking",180,null,null,null,null,null,21.82,7.89,38.823467694039735,54.854931502250452,null,null,null,null,null,null,null,null,null,null,null,null,0.21726092896174864,0.24577968036529679]
[60324,"Willow Springs Solar","2019-01-31",2019,"CAISO","CA",34.832551000000002,-118.328851,5.7757949772000003,"PV","Thin-Film",125.7,100,1.2570000000000001,"Tracking","Single Axis","Tracking",180,null,null,null,null,null,30.65,6.41,null,49.549716805206025,null,null,null,null,null,null,null,null,null,null,null,null,0.26721746169208144,0.28033525037981211]
[61611,"Techren Solar I","2019-03-31",2019,"West (non-ISO)","NV",35.851300999999999,-114.97443199999999,5.4780166667000003,"PV","c-Si",132,100,1.32,"Tracking","Single Axis","Tracking",180,null,null,null,null,null,24.87,13.79,34.613636155274605,46.728746922054214,null,null,null,null,null,null,null,null,null,null,null,null,0.28610769581056467,0.2696118721461187]
[62004,"San Pablo Raceway","2019-08-31",2019,"CAISO","CA",34.722760000000001,-118.280834,5.8113525114,"PV","c-Si",132,100,1.32,"Tracking","Single Axis","Tracking",180,null,null,null,null,null,30.58,5.69,30.278881526719669,32.984197162880641,null,null,null,null,null,null,null,null,null,null,null,null,0.31514116575591983,0.34085273972602742]
[62415,"West of the Pecos Solar","2019-12-31",2019,"ERCOT","TX",31.842351000000001,-102.86001,5.5685200912999999,"PV","c-Si",130.65195,100,1.3065195000000001,"Tracking","Single Axis","Tracking",180,null,null,null,null,null,91.22,null,null,34.739842344727265,null,null,null,null,null,null,null,null,null,null,null,null,0.28151070127504552,0.28786643835616438]
[62448,"Lapetus 2 (second phase)","2019-12-31",2019,"ERCOT","TX",32.459440999999998,-102.680341,5.4763522830999998,"PV","c-Si",135.30000000000001,100.7,1.3435948361469712,"Tracking","Single Axis","Tracking",180,null,null,null,null,null,76.92,null,null,61.792964110989104,null,null,null,null,null,null,null,null,null,null,null,null,0.28410860655737707,0.24451598173515982]
[62367,"SR Arlington II (Bancroft Station Solar Farm)","2019-11-30",2019,"Southeast (non-ISO)","GA",31.415531000000001,-84.830709999999996,4.7440646118999998,"PV","c-Si",139.69999999999999,102.5,1.3629268292682926,"Tracking","Single Axis","Tracking",180,null,null,null,null,null,37.78,6.3,22.571234093876807,37.191981188612857,null,null,null,null,null,null,null,null,null,null,null,null,0.24531634013061443,0.24599064483795524]
[62288,"Valentine Solar","2019-11-30",2019,"CAISO","CA",34.904221,-118.38363099999999,5.8249045661999999,"PV","Thin-Film",132,111.2,1.1870503597122302,"Tracking","Single Axis","Tracking",180,null,null,null,null,null,40.53,7.19,null,48.986730171259616,null,null,null,null,null,null,null,null,null,null,null,null,0.25960583991822939,0.26966406326993198]
[62375,"Dougherty County Solar","2019-12-31",2019,"Southeast (non-ISO)","GA",31.514780999999999,-84.040181000000004,4.7382726027000004,"PV","c-Si",174,120,1.45,"Tracking","Single Axis","Tracking",180,null,null,null,null,null,37.78,6.26,26.224093717129382,44.026797427198105,null,null,null,null,null,null,null,null,null,null,null,null,0.26209775349119613,0.26107876712328765]
[61985,"Colonial Trail West","2019-12-31",2019,"PJM","VA",37.152621000000003,-76.901680999999996,4.3264545661999998,"PV","c-Si",210.9,142.4,1.4810393258426966,"Tracking","Single Axis","Tracking",181,null,null,null,null,null,42.7,13.84,null,65.802503749087322,null,null,null,null,null,null,null,null,null,null,null,null,0.24093458356357825,0.21743689395105426]
[59879,"North Rosamond Solar","2019-06-30",2019,"CAISO","CA",34.846561000000001,-118.37593099999999,5.7757949772000003,"PV","Thin-Film",182.5,150,1.2166666666666666,"Tracking","Single Axis","Tracking",180,null,null,null,null,null,30.18,7.28,null,71.866880093302257,null,null,null,null,null,null,null,null,null,null,null,null,0.26690050136280519,0.26431964679111186]
[60034,"California Flats Solar 2 (CA Flats Solar 150)","2019-02-28",2019,"CAISO","CA",35.865892000000002,-120.315292,5.4430990868000002,"PV","Thin-Film",201,150,1.34,"Tracking","Single Axis","Tracking",180,null,null,null,null,null,29.58,6.69,null,71.370810326408275,null,null,null,null,null,null,null,null,null,null,null,null,0.28085837887067394,0.29041171993911719]
[62584,"Quitman Solar","2019-12-31",2019,"Southeast (non-ISO)","GA",30.849004999999998,-83.643281000000002,4.7777869862999998,"PV","c-Si",225,150,1.5,"Tracking","Single Axis","Tracking",180,null,null,null,null,null,38.020000000000003,6.09,26.356096208443319,43.649112211709273,null,null,null,null,null,null,null,null,null,null,null,null,0.26905434122647237,0.25497184170471843]
[59525,"Wright Solar Park","2019-12-31",2019,"CAISO","CA",37.009444000000002,-120.95721500000001,5.2236315068000003,"PV","c-Si",237.3,200,1.1865000000000001,"Tracking","Single Axis","Tracking",180,null,null,null,null,null,31.79,6.76,29.77540657600499,33.798427597606519,null,null,null,null,null,null,null,null,null,null,null,null,0.27752959927140253,0.2868898401826484]
[61930,"Techren Solar II","2019-10-31",2019,"West (non-ISO)","NV",35.867258,-114.95643200000001,5.4780166667000003,"PV","c-Si",249.9,200,1.2495000000000001,"Tracking","Single Axis","Tracking",180,null,null,null,null,null,25.05,21.32,31.721528868396696,30.899565099678473,null,null,null,null,null,null,null,null,null,null,null,null,0.30027265482695809,0.31681678082191783]
[61906,"Phoebe Solar","2019-11-30",2019,"ERCOT","TX",31.843422,-102.86830999999999,5.5685200912999999,"PV","Thin-Film",315,250,1.26,"Tracking","Single Axis","Tracking",180,null,null,null,null,null,72.290000000000006,null,null,51.860132592852523,null,null,null,null,null,null,null,null,null,null,null,null,0.27992668488160294,0.25035433789954337]
[62731,"Middleton Municipal Airport Solar (Morey Field)","2020-07-30",2020,"MISO","WI",43.116259999999997,-89.532449999999997,3.8450328766999999,"PV","c-Si",6.3,5.0010000000000003,1.2597480503899219,"Tracking","Single Axis","Tracking",180,null,null,null,null,null,42.22,0.64,null,56.393086454751661]
[62999,"Finchville Solar Hybrid CSG","2020-10-31",2020,"NYISO","NY",41.455280999999999,-74.549380999999997,3.8437536529999998,"PV","c-Si",6.8141249999999998,5.0010000000000003,1.3625524895020995,"Fixed Tilt","Fixed Tilt",25,220,"PV+Storage","Lithium-Ion",2020,1.92,4.4000000000000004,37.01,10.1,null,68.770906394986326]
[63340,"Owlville Creek Solar 2","2020-12-31",2020,"NYISO","NY",43.078280999999997,-75.777511000000004,3.6631739726000001,"PV","c-Si",6.4735199999999997,5.0010000000000003,1.2944451109778043,"Tracking","Single Axis","Tracking",180,"PV+Storage",null,2021,3,12.8,30.51,8.58,null,94.968770940238613]
[63341,"Owlville Creek Solar","2020-12-31",2020,"NYISO","NY",43.078701000000002,-75.782881000000003,3.6631739726000001,"PV","c-Si",6.7232700000000003,5.0010000000000003,1.3443851229754049,"Tracking","Single Axis","Tracking",180,"PV+Storage",null,2021,3,12.8,30.54,8.59,null,96.580440599956248]
[63499,"Choctaw Nation Solar Farm","2020-07-30",2020,"SPP","OK",33.971291000000001,-96.434040999999993,4.6402262557,"PV","c-Si",6.1,5.0010000000000003,1.2197560487902419,"Tracking","Single Axis","Tracking",180,null,null,null,null,null,96.54,27.46,null,45.869522756590953]
[63500,"Chickasaw Nation Solar Farm","2020-07-30",2020,"SPP","OK",34.478940999999999,-97.105951000000005,4.6662668949999997,"PV","c-Si",6.1,5.0010000000000003,1.2197560487902419,"Tracking","Single Axis","Tracking",180,null,null,null,null,null,44.66,26.8,null,43.063801308440908]
[64014,"28 Livermore Hill Road Solar","2020-06-30",2020,"ISO-NE","MA",42.551417000000001,-71.949832999999998,3.8039949771999999,"PV","c-Si",6.36714,5.0010000000000003,1.2731733653269346,"Fixed Tilt","Fixed Tilt",20,180,"PV+Storage",null,2020,1.9,3.8,37.950000000000003,6.08,null,83.091756740212148]
[64432,"Breckenridge Solar","2020-11-30",2020,"ISO-NE","MA",42.174790999999999,-72.311261999999999,3.8037358446999998,"PV","c-Si",5.4,5.0010000000000003,1.0797840431913617,"Fixed Tilt","Fixed Tilt",25,180,"PV+Storage","LIB",2020,2.2000000000000002,4.7,38.229999999999997,5.97,null,103.51089569279573]
[62211,"Denmark Solar","2020-12-31",2020,"Southeast (non-ISO)","SC",33.349375999999999,-81.142088999999999,4.6267253425000003,"PV","c-Si",8.6,6,1.4333333333333333,"Tracking","Single Axis","Tracking",180,null,null,null,null,null,null,null,null,51.390210679987511,null,null,null,null,null,null,null,null,null,null,null,null,null,0.25561263318112631]
[62332,"Blue Star (Part of Phoenix Solar Portfolio)","2020-03-31",2020,"PJM","MD",39.313524999999998,-75.831286000000006,4.1143070776000004,"PV","c-Si",7.7,6,1.2833333333333334,"Tracking","Single Axis","Tracking",181,null,null,null,null,null,34.68,22.3,null,66.667344400196626,null,null,null,null,null,null,null,null,null,null,null,null,null,0.2408675799086758]
[64152,"SR Rattlesnake II (Rattlesnake II Solar Farm)","2020-12-31",2020,"West (non-ISO)","CO",40.183891000000003,-104.691361,4.8135070775999997,"PV","Thin-Film",8.9,6,1.4833333333333334,"Tracking","Single Axis","Tracking",180,null,null,null,null,null,null,null,null,43.568443646645932]
[63452,"Solvay Solar (West Deptford Solar Farm)","2020-01-31",2020,"PJM","NJ",39.848571,-75.210211000000001,4.0214910959000001,"PV","c-Si",7.9,6.5,1.2153846153846155,"Tracking","Single Axis","Tracking",161,null,null,null,null,null,32.43,24.6,null,91.230263999869976,null,null,null,null,null,null,null,null,null,null,null,null,null,0.17258517737969792]
[63756,"Omtanke Solar","2020-03-31",2020,"Southeast (non-ISO)","SC",33.132131000000001,-80.262390999999994,4.6213303653000004,"PV","c-Si",8.5,6.5,1.3076923076923077,"Fixed Tilt","Fixed Tilt",20,200,null,null,null,null,null,null,null,null,47.709231144036799,null,null,null,null,null,null,null,null,null,null,null,null,null,0.20591704718417045]
[6081,"Stony Brook","2020-12-31",2020,"ISO-NE","MA",42.201611,-72.491890999999995,3.7736105022999999,"PV","Thin-Film",10.4,6.9,1.5072463768115942,"Fixed Tilt","Fixed Tilt",20,166]
[64525,"Troupsburg","2020-12-31",2020,"NYISO","NY",42.025531999999998,-77.557207000000005,3.7473043379000002,"PV","c-Si",8.6999999999999993,7,1.2428571428571427,"Fixed Tilt","Fixed Tilt",30,180,null,null,null,null,null,34.340000000000003,8.4700000000000006,null,88.783178650095039,null,null,null,null,null,null,null,null,null,null,null,null,null,0.12782126549249836]
[63973,"Cardinal Solar","2020-12-31",2020,"Southeast (non-ISO)","SC",34.199824,-79.385859999999994,4.5947945204999998,"PV","c-Si",10.1,7.02,1.4387464387464388,"Tracking","Single Axis","Tracking",null,null,null,null,null,null,40.26,2.37,null,69.136754035117576,null,null,null,null,null,null,null,null,null,null,null,null,null,0.26802022178734508]
[62791,"IMPA Richmond 4 Solar Park","2020-10-31",2020,"PJM","IN",39.864207999999998,-84.928332999999995,3.9641847031999999,"PV","c-Si",9.343,7.05,1.3252482269503547,"Tracking","Single Axis","Tracking",180,null,null,null,null,null,42.66,15.46,null,50.621470611165122,null,null,null,null,null,null,null,null,null,null,null,null,null,0.21168563894784231]
[62766,"IMPA Scottsburg Solar Park","2020-10-31",2020,"MISO","IN",38.661999000000002,-85.785539999999997,4.1153477168999997,"PV","c-Si",9.7479999999999993,7.1,1.3729577464788731,"Tracking","Single Axis","Tracking",190,null,null,null,null,null,42.03,0.6,null,52.934752380188272,null,null,null,null,null,null,null,null,null,null,null,null,null,0.21107466718116927]
[61918,"Blackville Solar Farm, LLC","2020-12-31",2020,"Southeast (non-ISO)","SC",33.348545000000001,-81.264106999999996,4.6337719177999999,"PV","c-Si",10.050000000000001,7.2,1.3958333333333335,"Tracking","Single Axis","Tracking",160,null,null,null,null,null,null,null,null,51.385308691797334,null,null,null,null,null,null,null,null,null,null,null,null,null,0.24877917300862507]
[63150,"Pohatcong Solar Farm","2020-01-31",2020,"PJM","NJ",40.669742999999997,-75.164835999999994,3.9320136986000001,"PV","c-Si",9.9930000000000003,8,1.249125,"Fixed Tilt","Fixed Tilt",25,180,null,null,null,null,null,34.78,20.69,null,86.478074896683111]
[63416,"Sierra Pacific Industries (2042-RD)","2020-05-31",2020,"CAISO","CA",40.121566999999999,-122.193089,4.9518714611999997,"PV","c-Si",11.03,8.4,1.3130952380952379,"Fixed Tilt","Fixed Tilt",25,181,null,null,null,null,null,37.450000000000003,8.5299999999999994,null,48.476142177166821,null,null,null,null,null,null,null,null,null,null,null,null,null,0.23405903457273311]
[63149,"Franklin Solar","2020-01-31",2020,"PJM","NJ",40.725121000000001,-75.059590999999998,3.9165029680000001,"PV","c-Si",9.9967500000000005,8.8000000000000007,1.1359943181818182,"Fixed Tilt","Fixed Tilt",25,180,null,null,null,null,null,34.43,20.440000000000001,null,93.310763837053244,null,null,null,null,null,null,null,null,null,null,null,null,null,0.16675747198007471]
[63566,"HWY 158 PV","2020-10-31",2020,"PJM","NC",36.424171000000001,-77.074510000000004,4.3886335615999998,"PV","c-Si",12,9,1.3333333333333333,"Tracking","Single Axis","Tracking",180,null,null,null,null,null,39.619999999999997,13.01,null,77.601933708151535]
[64080,"Dane County Airport Solar","2020-12-31",2020,"MISO","WI",43.160590999999997,-89.327357000000006,3.8425271688999998,"PV","c-Si",11.4,9,1.2666666666666666,"Tracking","Single Axis","Tracking",180,null,null,null,null,null,43,0.61,null,52.813794452837158]
[63136,"Hopkins Hill CSG","2020-11-30",2020,"ISO-NE","RI",41.615730999999997,-71.568071000000003,3.8928730593999998,"PV","c-Si",9.6,9.5,1.0105263157894737,"Fixed Tilt","Fixed Tilt",25,180,null,null,null,null,null,39.04,6.34,null,80.44915582399301]
[63503,"Lakehurst Solar","2020-03-31",2020,"PJM","NJ",40.024847999999999,-74.310820000000007,4.0054036530000001,"PV","c-Si",14.4,9.6,1.5,"Fixed Tilt","Fixed Tilt",20,180,null,null,null,null,null,33.380000000000003,20.93,null,116.00633030609964,null,null,null,null,null,null,null,null,null,null,null,null,null,0.18210140791476415]
[62793,"IMPA Crawfordsville 5 Solar Park","2020-09-30",2020,"MISO","IN",40.013241000000001,-86.858690999999993,3.9820675798999998,"PV","c-Si",13.234999999999999,9.8000000000000007,1.3505102040816326,"Tracking","Single Axis","Tracking",180,null,null,null,null,null,43.89,0.61,null,50.931509492329269,null,null,null,null,null,null,null,null,null,null,null,null,null,0.21967896747740187]
[65389,"Midway Green Solar","2020-12-31",2020,"Southeast (non-ISO)","SC",34.704808,-81.660178000000002,4.5600018264999997,"PV","c-Si",14.6,9.8000000000000007,1.4897959183673468,"Tracking","Single Axis","Tracking",180,null,null,null,null,null,null,null,null,35.216005117174177]
[63636,"Fort Rock Solar I (Obsidian Solar Energy Center)","2020-03-31",2020,"West (non-ISO)","OR",43.318184000000002,-121.005162,4.6536655251000001,"PV","c-Si",14.9,9.9,1.505050505050505,"Tracking","Single Axis","Tracking",180,null,null,null,null,null,null,null,null,69.707762979225407,null,null,null,null,null,null,null,null,null,null,null,null,null,0.29344818043448168]
[61200,"OR Solar 2 (Agate Bay Solar)","2020-10-31",2020,"West (non-ISO)","OR",42.521841000000002,-122.828031,4.4900844748999997,"PV","c-Si",12.8,10,1.28,"Tracking","Single Axis","Tracking",180,null,null,null,null,null,null,null,null,85.103419682360979,null,null,null,null,null,null,null,null,null,null,null,null,null,0.22415525114155246]
[62353,"Yemassee Solar","2020-12-31",2020,"Southeast (non-ISO)","SC",32.708227000000001,-80.911107000000001,4.6516655251000003,"PV","c-Si",14.2,10,1.42,"Tracking","Single Axis","Tracking",180,null,null,null,null,null,null,null,null,50.667914337464453,null,null,null,null,null,null,null,null,null,null,null,null,null,0.24948630136986305]
[62912,"Solar Hagerstown (aka Holcim Hagerstown)","2020-11-30",2020,"PJM","MD",39.647770999999999,-77.678021000000001,4.0336531963000004,"PV","c-Si",13.22,10,1.3220000000000001,"Tracking","Single Axis","Tracking",180,null,null,null,null,null,43.87,12.88,null,72.598862565424795,null,null,null,null,null,null,null,null,null,null,null,null,null,0.20904109589041095]
[63330,"Duus Solar (Pollinator Solar) ","2020-02-28",2020,"West (non-ISO)","OR",45.318362,-122.330901,3.5412917808,"PV","c-Si",15.2,10,1.52,"Tracking","Single Axis","Tracking",179,null,null,null,null,null,null,null,null,97.222013441480229,null,null,null,null,null,null,null,null,null,null,null,null,null,0.22392694063926941]
[63331,"Firwood Solar","2020-02-28",2020,"West (non-ISO)","OR",45.379421000000001,-122.231672,3.4777038813000001,"PV","c-Si",15.2,10,1.52,"Tracking","Single Axis","Tracking",179,null,null,null,null,null,null,null,null,100.71927537772416,null,null,null,null,null,null,null,null,null,null,null,null,null,0.21399543378995434]
[63520,"PA Solar Park II","2020-01-31",2020,"PJM","PA",40.860371000000001,-75.852331000000007,3.8493595890000001,"PV","c-Si",11.5,10,1.1499999999999999,"Fixed Tilt","Fixed Tilt",25,180,null,null,null,null,null,34.75,14.77,null,107.05296179719319,null,null,null,null,null,null,null,null,null,null,null,null,null,0.14078767123287672]
[63778,"Suntex Solar","2020-07-30",2020,"West (non-ISO)","OR",43.553486999999997,-119.68710900000001,4.5749527396999996,"PV","c-Si",15.3,10,1.53,"Tracking","Single Axis","Tracking",180,null,null,null,null,null,null,null,null,65.728675535700518,null,null,null,null,null,null,null,null,null,null,null,null,null,0.28858447488584477]
[63779,"Rock Garden Solar","2020-06-30",2020,"West (non-ISO)","OR",43.395161000000002,-120.952201,4.6202906393000003,"PV","c-Si",14.9,10,1.49,"Tracking","Single Axis","Tracking",180,null,null,null,null,null,null,null,null,67.176697023538438,null,null,null,null,null,null,null,null,null,null,null,null,null,0.28807077625570776]
[63795,"Alkali Solar","2020-06-30",2020,"West (non-ISO)","OR",43.318731,-121.0047711,4.6536655251000001,"PV","c-Si",15.137279999999999,10,1.513728,"Tracking","Single Axis","Tracking",180,null,null,null,null,null,null,null,null,66.427548831292441,null,null,null,null,null,null,null,null,null,null,null,null,null,0.29015981735159818]
[63796,"West Hines Solar I","2020-06-30",2020,"West (non-ISO)","OR",43.503270999999998,-119.14894099999999,4.5844164383999999,"PV","c-Si",15.34464,10,1.5344640000000001,"Tracking","Single Axis","Tracking",181,null,null,null,null,null,null,null,null,72.098739645977986,null,null,null,null,null,null,null,null,null,null,null,null,null,0.26896118721461193]
[63925,"Riley","2020-07-30",2020,"West (non-ISO)","OR",43.556730999999999,-119.67723599999999,4.5749527396999996,"PV","c-Si",15.3,10,1.53,"Tracking","Single Axis","Tracking",180,null,null,null,null,null,null,null,null,77.786792669628554,null,null,null,null,null,null,null,null,null,null,null,null,null,0.27091324200913242]
[63926,"Fort Rock IV (Obsidian Solar Energy Center)","2020-06-30",2020,"West (non-ISO)","OR",43.395071000000002,-120.951751,4.6202906393000003,"PV","c-Si",15.1,10,1.51,"Tracking","Single Axis","Tracking",180,null,null,null,null,null,null,null,null,72.276874633246507,null,null,null,null,null,null,null,null,null,null,null,null,null,0.2820776255707762]
[64079,"Catan Solar","2020-12-31",2020,"ERCOT","TX",28.871642000000001,-97.696940999999995,4.7589538813000001,"PV","Thin-Film",13.5,10,1.35,"Tracking","Single Axis","Tracking",180,null,null,null,null,null,90.52,null,null,45.297407420490551,null,null,null,null,null,null,null,null,null,null,null,null,null,0.2661187214611872]
[63893,"GD Hopkinton Main I","2020-11-30",2020,"ISO-NE","RI",41.438941,-71.778250999999997,3.9226132420000002,"PV","c-Si",13.1,10.6,1.2358490566037736,"Fixed Tilt","Fixed Tilt",20,180,null,null,null,null,null,38.99,6.03,null,null,null,null,null,null,null,null,null,null,null,null,null,null,null,0.16768975618161458]
[62346,"Trask East Solar","2020-12-31",2020,"Southeast (non-ISO)","SC",32.470801000000002,-80.751362,4.7326472603000003,"PV","c-Si",17,12,1.4166666666666667,"Tracking","Single Axis","Tracking",180,null,null,null,null,null,null,null,null,59.179550323942443,null,null,null,null,null,null,null,null,null,null,null,null,null,0.23571156773211563]
[63965,"Danville Farm","2020-11-30",2020,"PJM","VA",36.592261000000001,-79.297841000000005,4.3585666666999998,"PV","Thin-Film",15.9,12,1.325,"Tracking","Single Axis","Tracking",180,null,null,null,null,null,41.36,13.5,null,55.607220563912556]
[63451,"Monroe Solar Farm (Hoffman Station Road Solar)","2020-07-30",2020,"PJM","NJ",40.314250999999999,-74.424470999999997,3.9714148402,"PV","c-Si",14.9,13,1.1461538461538461,"Fixed Tilt","Fixed Tilt",15,180,null,null,null,null,null,33.130000000000003,20.309999999999999,null,94.868826041288102,null,null,null,null,null,null,null,null,null,null,null,null,null,0.1645404161873889]
[62988,"Wildflower Solar 1","2020-12-31",2020,"West (non-ISO)","CA",38.704321,-121.479151,5.0360139268999999,"PV","c-Si",16.5,13.695,1.2048192771084336,"Tracking","Single Axis","Tracking",180,null,null,null,null,null,null,null,36.323284620881779,51.459933387720099,null,null,null,null,null,null,null,null,null,null,null,null,null,0.26795749912188266]
[63077,"Twittys Creek Solar","2020-12-31",2020,"PJM","VA",37.023181000000001,-78.581040999999999,4.3406691780999997,"PV","c-Si",17.399999999999999,13.8,1.2608695652173911,"Tracking","Single Axis","Tracking",180,null,null,null,null,null,40.950000000000003,13.83,null,53.923857023845379,null,null,null,null,null,null,null,null,null,null,null,null,null,0.22213122890609485]
[63280,"AES Kekaha Solar (PMRF Solar, Barking Sands)","2020-03-31",2020,"HI","HI",21.994880999999999,-159.75945100000001,5.7353095889999999,"PV","c-Si",19.3,14,1.3785714285714286,"Tracking","Single Axis","Tracking",180,"PV+Storage",null,2021,14,70]
[65016,"Gardy's Mill Solar","2020-12-31",2020,"PJM","VA",38.006740999999998,-76.606960000000001,4.2331200913,"PV","c-Si",16.8,14,1.2,"Tracking","Single Axis","Tracking",181,null,null,null,null,null,82.94,13.97,null,39.841857294260528]
[61854,"Baker City Solar (aka Sutton Creek)","2020-02-28",2020,"West (non-ISO)","OR",44.702092999999998,-117.76341600000001,4.3176739725999997,"PV","c-Si",19,15,1.2666666666666666,"Tracking","Single Axis","Tracking",182,null,null,null,null,null,null,null,null,46.633475997643679,null,null,null,null,null,null,null,null,null,null,null,null,null,0.24640030441400301]
[63746,"Myrtle Solar","2020-06-30",2020,"PJM","VA",36.792811,-76.665751,4.3490769405999998,"PV","c-Si",20.8,15,1.3866666666666667,"Tracking","Single Axis","Tracking",195,null,null,null,null,null,42.63,12.71,null,61.924953121889082,null,null,null,null,null,null,null,null,null,null,null,null,null,0.24771689497716898]
[63768,"Elk Hill Solar 2 (aka Upton)","2020-12-31",2020,"PJM","PA",39.799588999999997,-77.81156,3.9869680365,"PV","c-Si",17.5,15,1.1666666666666667,"Tracking","Single Axis","Tracking",180,null,null,null,null,null,44.05,13.39,23.971088284849198,44.707470331781231]
[64097,"Electric City Solar","2020-12-31",2020,"PJM","MI",41.765531000000003,-85.424621999999999,3.8304668949999998,"PV","c-Si",18.899999999999999,15,1.26,"Tracking","Single Axis","Tracking",180,null,null,null,null,null,41.16,15.48,null,68.403175053752534,null,null,null,null,null,null,null,null,null,null,null,null,null,0.20074581430745808]
[63083,"Caden Energix Pamplin","2020-07-30",2020,"PJM","VA",37.329360999999999,-78.765911000000003,4.313386758,"PV","Thin-Film",19.8,15.7,1.2611464968152868,"Tracking","Single Axis","Tracking",180,null,null,null,null,null,42.35,13.03,null,68.849035952565671]
[59996,"Boykin PV1","2020-12-31",2020,"Southeast (non-ISO)","NC",35.112431000000001,-78.752341000000001,4.5056550228000001,"PV","c-Si",20,16,1.25,"Tracking","Single Axis","Tracking",180,null,null,null,null,null,40.58,6.13,null,40.145626560855206,null,null,null,null,null,null,null,null,null,null,null,null,null,0.2627853881278539]
[60998,"Underwood PV2","2020-10-31",2020,"PJM","NC",36.410021,-77.047601,4.3886335615999998,"PV","c-Si",20,16,1.25,"Fixed Tilt","Fixed Tilt",20,181,null,null,null,null,null,38.82,13.12,null,89.900797131033087]
[63388,"Oxy Renewable Energy - Goldsmith","2020-05-31",2020,"ERCOT","TX",32.002791000000002,-102.62671400000001,5.5300589040999997,"PV","Thin-Film",19.5,16.8,1.1607142857142856,"Tracking","Single Axis","Tracking",180,null,null,null,null,null,50.79,null,null,75.081892008670948,null,null,null,null,null,null,null,null,null,null,null,null,null,0.27483556207871268]
[59518,"Grandy PV 1","2020-02-28",2020,"PJM","NC",36.233942999999996,-75.880018000000007,4.4227954338000002,"PV","Thin-Film",25,18,1.3888888888888888,"Fixed Tilt","Fixed Tilt",20,182,null,null,null,null,null,42.59,13.31,null,135.45112140804414,null,null,null,null,null,null,null,null,null,null,null,null,null,0.16507420091324201]
[63592,"Nutmeg Solar","2020-12-31",2020,"ISO-NE","CT",41.974794000000003,-72.510830999999996,3.8354856164000002,"PV","c-Si",31.6,19.600000000000001,1.6122448979591837,"Fixed Tilt","Fixed Tilt",25,180,null,null,null,null,null,39.43,6.88,82.731630352736104,82.815792609344186,null,null,null,null,null,null,null,null,null,null,null,null,null,0.20457669369117501]
[63087,"Caden Energix Rives Road Solar","2020-05-31",2020,"PJM","VA",37.174816,-77.337241000000006,4.3317657534,"PV","Thin-Film",20.9,19.7,1.0609137055837563,"Tracking","Single Axis","Tracking",181,null,null,null,null,null,42,13.82,null,57.36714920513068]
[62011,"Richmond Spider Solar (part of Pleinmont facility)","2020-12-31",2020,"PJM","VA",38.257120999999998,-77.771061000000003,4.2301568493000001,"PV","c-Si",24.2,20,1.21,"Tracking","Single Axis","Tracking",180,null,null,null,null,null,41.79,13.57,null,50.80047037274953]
[62463,"Little Bear Solar 3","2020-12-31",2020,"CAISO","CA",36.716151000000004,-120.400761,5.2840073059000003,"PV","Thin-Film",27.5,20,1.375,"Tracking","Single Axis","Tracking",180,null,null,null,null,null,-18.72,6.65,null,51.897331956260054,null,null,null,null,null,null,null,null,null,null,null,null,null,0.30556506849315068]
[62990,"Whitetail Solar 2 (aka St. Thomas Township Solar Facility II)","2020-09-30",2020,"PJM","PA",39.897041000000002,-77.815521000000004,3.9484276255999999,"PV","c-Si",27,20,1.35,"Tracking","Single Axis","Tracking",180,null,null,null,null,null,44.62,13.02,null,46.509406412103019]
[62991,"Whitetail Solar 3 (aka St Thomas Township Solar)","2020-08-31",2020,"PJM","PA",39.884850999999998,-77.770550999999998,3.9674936072999998,"PV","c-Si",27,20,1.35,"Tracking","Single Axis","Tracking",180,null,null,null,null,null,44.51,13,null,50.323750739048386]
[62993,"Johnson Corner Solar 1","2020-04-30",2020,"SPP","KS",37.550566000000003,-101.792821,5.0514920091000004,"PV","c-Si",27.5,20,1.375,"Tracking","Single Axis","Tracking",178,null,null,null,null,null,36.340000000000003,26.86,null,47.573355156082783,null,null,null,null,null,null,null,null,null,null,null,null,null,0.24345319634703197]
[63321,"Bingham Solar","2020-12-31",2020,"MISO","MI",43.012540999999999,-84.527800999999997,3.7928139269000001,"PV","c-Si",29.4,20,1.47,"Tracking","Single Axis","Tracking",180,null,null,null,null,null,39.520000000000003,13.9,null,79.283597146005988,null,null,null,null,null,null,null,null,null,null,null,null,null,0.21238584474885841]
[63322,"Temperance Solar","2020-12-31",2020,"MISO","MI",41.753351000000002,-83.523630999999995,3.8539075342000002,"PV","c-Si",29.6,20,1.48,"Tracking","Single Axis","Tracking",180,null,null,null,null,null,41.8,13.47,null,73.986309565645385,null,null,null,null,null,null,null,null,null,null,null,null,null,0.22014840182648407]
[63786,"Ben Moreell Solar Farm","2020-01-31",2020,"PJM","NJ",40.276811000000002,-74.096241000000006,4.0130954338000002,"PV","c-Si",28.5,20,1.425,"Fixed Tilt","Fixed Tilt",20,180,null,null,null,null,null,33.409999999999997,21.54,null,66.435019004402804,null,null,null,null,null,null,null,null,null,null,null,null,null,0.22018835616438359]
[63814,"SR Odom","2020-11-30",2020,"Southeast (non-ISO)","GA",31.071431,-83.595791000000006,4.7769641553,"PV","Thin-Film",30,20,1.5,"Tracking","Single Axis","Tracking",180,null,null,null,null,null,38.01,5.75,21.341622933041236]
[64307,"New Orleans Solar Station","2020-08-30",2020,"MISO","LA",30.015018999999999,-89.917856999999998,4.6534623287999999,"PV","c-Si",27,20,1.35,"Fixed Tilt","Fixed Tilt",20,180,null,null,null,null,null,38.92,0.35,null,72.858407579415854,null,null,null,null,null,null,null,null,null,null,null,null,null,0.18677511415525114]
[62594,"Ruff Solar (Ruff Solar Sol Systems)","2020-07-30",2020,"Southeast (non-ISO)","NC",35.293621000000002,-81.778581000000003,4.5291230593999998,"PV","c-Si",31.8,22,1.4454545454545455,"Tracking","Single Axis","Tracking",180,null,null,null,null,null,40.590000000000003,6.87,null,58.136133862224128,null,null,null,null,null,null,null,null,null,null,null,null,null,0.23207243669572436]
[61931,"Techren Solar III","2020-10-31",2020,"West (non-ISO)","NV",35.845790999999998,-114.969261,5.4780166667000003,"PV","c-Si",32.700000000000003,25,1.3080000000000001,"Tracking","Single Axis","Tracking",180,null,null,null,null,null,25.06,16.79,27.605696311870158,39.812660089022216,null,null,null,null,null,null,null,null,null,null,null,null,null,0.30956621004566209]
[61932,"Techren Solar IV","2020-10-31",2020,"West (non-ISO)","NV",35.898051000000002,-114.929441,5.4780166667000003,"PV","c-Si",32.700000000000003,25,1.3080000000000001,"Tracking","Single Axis","Tracking",180,null,null,null,null,null,25.02,16.88,27.605696311870158,39.341193695530578,null,null,null,null,null,null,null,null,null,null,null,null,null,0.3068538812785388]
[62669,"Gaston Solar Power Plant","2020-12-31",2020,"Southeast (non-ISO)","NC",35.321609000000002,-81.342443000000003,4.5234059360999996,"PV","c-Si",36.299999999999997,25,1.452,"Fixed Tilt","Fixed Tilt",20,180,null,null,null,null,null,41.01,6.73,null,69.691075389235579,null,null,null,null,null,null,null,null,null,null,null,null,null,0.18174429223744293]
[64158,"Mechanicsville Solar (Hanover)","2020-09-30",2020,"PJM","VA",37.668520999999998,-77.198100999999994,4.2781465753000001,"PV","c-Si",35,25,1.4,"Tracking","Single Axis","Tracking",181,null,null,null,null,null,42.61,13.5,null,81.846264175312115,null,null,null,null,null,null,null,null,null,null,null,null,null,0.26194520547945205]
[64211,"SR Appling Solar Farm (Baxley)","2020-12-31",2020,"Southeast (non-ISO)","GA",31.878321,-82.332211000000001,4.7269616438000002,"PV","c-Si",37,25,1.48,"Tracking","Single Axis","Tracking",180,null,null,null,null,null,37.97,5.83,21.34162293304124,47.4642353561078,null,null,null,null,null,null,null,null,null,null,null,null,null,0.27735616438356164]
[62932,"Oberon IB","2020-07-30",2020,"ERCOT","TX",31.694761,-102.687791,5.5428499999999996,"PV","c-Si",37.299999999999997,30,1.2433333333333332,"Tracking","Single Axis","Tracking",164,null,null,null,null,null,72.55,null,null,44.191481178087663,null,null,null,null,null,null,null,null,null,null,null,null,null,0.24028919330289195]
[63545,"Chevron - Lost Hills (Solar Star Lost Hills, Cahn Solar Plant)","2020-04-30",2020,"CAISO","CA",35.607756000000002,-119.700326,5.3507557078000003,"PV","c-Si",34,30,1.1333333333333333,"Tracking","Single Axis","Tracking",180,"PV+Storage","Lithium-Ion",2021,10,20,30.25,6.56,null,45.501838158600911,null,null,null,null,null,null,null,null,null,null,null,null,null,0.28547945205479452]
[63084,"Caden Energix Hickory (Hickory Solar Farm)","2020-08-31",2020,"PJM","VA",36.626170999999999,-76.191040999999998,4.3643353880999998,"PV","Thin-Film",40.299999999999997,32,1.2593749999999999,"Tracking","Single Axis","Tracking",181,null,null,null,null,null,41.74,12.43,null,61.350125799524058,null,null,null,null,null,null,null,null,null,null,null,null,null,0.23087899543378995]
[63349,"Salome Solar (OE_AZ1, AZ Solar 1)","2020-01-31",2020,"West (non-ISO)","AZ",33.771211000000001,-113.654511,5.8105712329000001,"PV","Thin-Film",42,32.5,1.2923076923076924,"Tracking","Single Axis","Tracking",180,null,null,null,null,null,null,null,21.420726174688216,33.659980053835305,null,null,null,null,null,null,null,null,null,null,null,null,null,0.30829996487530736]
[59870,"Little Bear Solar 1","2020-12-31",2020,"CAISO","CA",36.716180999999999,-120.414361,5.2840073059000003,"PV","Thin-Film",53.6,40,1.34,"Tracking","Single Axis","Tracking",180,null,null,null,null,null,-18.91,7.3,null,50.858904490510625,null,null,null,null,null,null,null,null,null,null,null,null,null,0.26579052511415524]
[63667,"Sanford Solar","2020-11-30",2020,"ISO-NE","ME",43.387115999999999,-70.710185999999993,3.8326310501999998,"PV","c-Si",70.8,49.4,1.4331983805668016,"Tracking","Single Axis","Tracking",180,null,null,null,null,null,38.89,6.34,67.673722748764902,79.019193467963078,null,null,null,null,null,null,null,null,null,null,null,null,null,0.20236444641635701]
[62377,"Moody Air Force Base Solar","2020-06-30",2020,"Southeast (non-ISO)","GA",30.953030999999999,-83.219701000000001,4.7578200913000002,"PV","c-Si",66.2,49.5,1.3373737373737373,"Fixed Tilt","Fixed Tilt",20,180,null,null,null,null,null,38.75,5.26,null,55.100368310395133,null,null,null,null,null,null,null,null,null,null,null,null,null,0.21807342834740095]
[59531,"Borden Solar Farm (Lotus Solar Farm)","2020-06-30",2020,"CAISO","CA",36.941251000000001,-119.96233100000001,5.2077817352000002,"PV","c-Si",67,50,1.34,"Tracking","Single Axis","Tracking",180,null,null,null,null,null,48.58,7.05,null,67.240622848340294,null,null,null,null,null,null,null,null,null,null,null,null,null,0.27492009132420092]
[61646,"LA3 West Baton Rouge Solar Facility","2020-09-30",2020,"MISO","LA",30.465990999999999,-91.324000999999996,4.6533942921999998,"PV","c-Si",74.5,50,1.49,"Tracking","Single Axis","Tracking",180,null,null,null,null,null,38.270000000000003,0.28999999999999998,null,57.007891333429981,null,null,null,null,null,null,null,null,null,null,null,null,null,0.25434931506849318]
[62422,"Assembly Solar I","2020-12-31",2020,"MISO","MI",43.062786000000003,-83.944944000000007,3.7772933790000001,"PV","c-Si",72.3,50,1.446,"Tracking","Single Axis","Tracking",180,null,null,null,null,null,42.49,13.97,42.531628259022774,49.909300330990717,null,null,null,null,null,null,null,null,null,null,null,null,null,0.23243607305936073]
[62440,"Techren Solar V","2020-12-31",2020,"West (non-ISO)","NV",35.899693999999997,-114.926301,5.4780166667000003,"PV","c-Si",65.400000000000006,50,1.3080000000000001,"Tracking","Single Axis","Tracking",180,null,null,null,null,null,25.06,16.93,24.126732829292372,32.142246471018076,null,null,null,null,null,null,null,null,null,null,null,null,null,0.31212557077625569]
[62464,"Little Bear Solar 4","2020-12-31",2020,"CAISO","CA",36.708750999999999,-120.414281,5.2840073059000003,"PV","Thin-Film",65.3,50,1.306,"Tracking","Single Axis","Tracking",180,null,null,null,null,null,-18.97,7.9,null,62.355309707441819,null,null,null,null,null,null,null,null,null,null,null,null,null,0.22679680365296803]
[62465,"Little Bear Solar 5","2020-12-31",2020,"CAISO","CA",36.708961000000002,-120.396511,5.2717757991000003,"PV","Thin-Film",68.900000000000006,50,1.3780000000000001,"Tracking","Single Axis","Tracking",180,null,null,null,null,null,-18.87,7.91,null,60.43164882869717,null,null,null,null,null,null,null,null,null,null,null,null,null,0.24531963470319634]
[63906,"Turquoise Nevada (Turquoise 2)","2020-12-31",2020,"West (non-ISO)","NV",39.585830999999999,-119.52179099999999,5.2310636985999999,"PV","c-Si",61.16,54.6,1.1201465201465202,"Fixed Tilt","Fixed Tilt",25,180,null,null,null,null,null,28.96,15.31,null,69.257482364241284,null,null,null,null,null,null,null,null,null,null,null,null,null,0.19757229832572298]
[63860,"Encino Solar Energy Center","2020-07-30",2020,"West (non-ISO)","NM",35.356090999999999,-106.856801,5.5539020548,"PV","c-Si",66.7,55,1.2127272727272729,"Tracking","Single Axis","Tracking",180,null,null,null,null,null,27.64,23.93,25.011065069237663,30.895769649535406,null,null,null,null,null,null,null,null,null,null,null,null,null,0.29977584059775841]
[63350,"Tanglewood Solar (OE_GA3)","2020-06-30",2020,"Southeast (non-ISO)","GA",31.194580999999999,-84.136180999999993,4.7725954338000003,"PV","Thin-Film",77,57.5,1.3391304347826087,"Tracking","Single Axis","Tracking",180,null,null,null,null,null,37.74,6.16,23.726985201973193,43.847886467385017,null,null,null,null,null,null,null,null,null,null,null,null,null,0.23882271193170537]
[62469,"Cove Mountain Solar","2020-11-30",2020,"West (non-ISO)","UT",37.629190999999999,-113.626791,5.4006244291999996,"PV","Thin-Film",74.2,58,1.2793103448275862,"Tracking","Single Axis","Tracking",180,null,null,null,null,null,26.11,19.510000000000002,19.493496079873218,35.547383994120025,null,null,null,null,null,null,null,null,null,null,null,null,null,0.3132223271925681]
[62773,"Rippey Solar","2020-12-31",2020,"ERCOT","TX",33.552661000000001,-97.178661000000005,4.7534671233000001,"PV","c-Si",81,59.8,1.3545150501672241,"Tracking","Single Axis","Tracking",180,null,null,null,null,null,97.03,null,null,34.977035843007322,null,null,null,null,null,null,null,null,null,null,null,null,null,0.2551273121275443]
[62774,"Kellam Solar","2020-12-31",2020,"ERCOT","TX",32.476163999999997,-95.712199999999996,4.6395936073000001,"PV","c-Si",81,59.8,1.3545150501672241,"Tracking","Single Axis","Tracking",180,null,null,null,null,null,71.180000000000007,null,null,45.337375950638631,null,null,null,null,null,null,null,null,null,null,null,null,null,0.24460181100534015]
[62495,"Palmer Solar","2020-04-30",2020,"West (non-ISO)","CO",38.632871999999999,-104.661575,5.0011926941000002,"PV","c-Si",81.5,60,1.3583333333333334,"Tracking","Single Axis","Tracking",180,null,null,null,null,null,null,null,24.543347612625613,44.700602470184855,null,null,null,null,null,null,null,null,null,null,null,null,null,0.28943493150684929]
[63548,"Lily Solar (SC)","2020-02-28",2020,"Southeast (non-ISO)","SC",33.094931000000003,-81.434839999999994,4.6525726027000003,"PV","c-Si",103,70,1.4714285714285715,"Tracking","Single Axis","Tracking",183,"PV+Storage",null,2021,50,null,null,null,null,60.593050407922966,null,null,null,null,null,null,null,null,null,null,null,null,null,0.25540932811480754]
[64103,"Desert Harvest II","2020-12-31",2020,"CAISO","CA",33.798352999999999,-115.366682,5.8553680364999998,"PV","Thin-Film",100,70,1.4285714285714286,"Tracking","Single Axis","Tracking",180,"PV+Storage",null,2021,35,140,27.77,6.31,null,58.900103203445845,null,null,null,null,null,null,null,null,null,null,null,null,null,0.30758317025440313]
[63839,"Midlands Solar","2020-07-30",2020,"Southeast (non-ISO)","SC",33.654491,-80.954643000000004,4.5889536529999999,"PV","c-Si",101.6,72.099999999999994,1.4091539528432733,"Tracking","Single Axis","Tracking",180,null,null,null,null,null,null,null,null,44.502724748888419,null,null,null,null,null,null,null,null,null,null,null,null,null,0.24471972590073407]
[62058,"SR Terrell","2020-09-30",2020,"Southeast (non-ISO)","GA",31.866530999999998,-84.357521000000006,4.7218426941000002,"PV","Thin-Film",105,74,1.4189189189189189,"Tracking","Single Axis","Tracking",180,null,null,null,null,null,37.89,5.95,27.364423788099774,44.586243940679481,null,null,null,null,null,null,null,null,null,null,null,null,null,0.27259348389485377]
[61667,"Wimauma Solar","2020-04-30",2020,"Southeast (non-ISO)","FL",27.734670999999999,-82.270259999999993,5.0073136986,"PV","Thin-Film",87.9,74.5,1.1798657718120806,"Tracking","Single Axis","Tracking",180,null,null,null,null,null,null,null,null,54.968786679585776,null,null,null,null,null,null,null,null,null,null,null,null,null,0.20720093766024475]
[62206,"FPL Hibiscus Solar Energy Center","2020-04-30",2020,"Southeast (non-ISO)","FL",26.758541000000001,-80.335510999999997,4.9453203196000004,"PV","Thin-Film",108.03,74.5,1.4500671140939598,"Fixed Tilt","Fixed Tilt",20,190,null,null,null,null,null,35.56,16.690000000000001,null,45.875906956512729,null,null,null,null,null,null,null,null,null,null,null,null,null,0.24604363948392632]
[62394,"FPL Sweetbay Solar Energy Center","2020-01-31",2020,"Southeast (non-ISO)","FL",27.059871000000001,-80.475954000000002,4.9537511415999997,"PV","c-Si",99,74.5,1.3288590604026846,"Fixed Tilt","Fixed Tilt",20,180,null,null,null,null,null,35.72,22.98,null,39.515256507112127,null,null,null,null,null,null,null,null,null,null,null,null,null,0.2216772394348932]
[62490,"FPL Echo River Solar","2020-04-30",2020,"Southeast (non-ISO)","FL",30.296921000000001,-82.870520999999997,4.7636712329000002,"PV","c-Si",108.03,74.5,1.4500671140939598,"Tracking","Single Axis","Tracking",181,null,null,2021,30,75,35.74,13.69,null,45.312077217837285,null,null,null,null,null,null,null,null,null,null,null,null,null,0.24063160798014158]
[62491,"FPL Okeechobee Solar Energy Center","2020-04-30",2020,"Southeast (non-ISO)","FL",27.621721000000001,-80.785651000000001,4.9623426941000002,"PV","Thin-Film",111.75,74.5,1.5,"Fixed Tilt","Fixed Tilt",20,180,null,null,null,null,null,35.700000000000003,16.32,null,41.078983403496274,null,null,null,null,null,null,null,null,null,null,null,null,null,0.26406637859703963]
[62493,"FPL Southfork Solar Energy Center","2020-04-30",2020,"Southeast (non-ISO)","FL",27.574952,-82.191601000000006,5.0013627853999996,"PV","c-Si",108.03,74.5,1.4500671140939598,"Tracking","Single Axis","Tracking",180,null,null,null,null,null,34.979999999999997,15.46,null,39.836714911884073,null,null,null,null,null,null,null,null,null,null,null,null,null,0.27449204743955136]
[62542,"DeBary Solar Power Plant","2020-05-31",2020,"Southeast (non-ISO)","FL",28.897044000000001,-81.329502000000005,4.8624803652999997,"PV","c-Si",102.5,74.5,1.3758389261744965,"Fixed Tilt","Fixed Tilt",null,180,"PV+Fossil",null,null,null,null,null,null,null,50.88916190817816,null,null,null,null,null,null,null,null,null,null,null,null,null,0.20685084735374337]
[62631,"FPL Blue Heron Solar Energy Center","2020-01-31",2020,"Southeast (non-ISO)","FL",26.701191999999999,-81.137052999999995,5.0594276255999997,"PV","c-Si",114.7,74.5,1.5395973154362417,"Fixed Tilt","Fixed Tilt",20,195,null,null,null,null,null,36.06,21.74,null,38.510583880213773,null,null,null,null,null,null,null,null,null,null,null,null,null,0.25648769574944069]
[62632,"FPL Cattle Ranch Solar Energy Center","2020-01-31",2020,"Southeast (non-ISO)","FL",27.334229000000001,-81.765303000000003,5.0543945204999998,"PV","c-Si",94.6,74.5,1.2697986577181208,"Tracking","Single Axis","Tracking",180,null,null,null,null,null,35.08,20.53,null,36.719180868319739,null,null,null,null,null,null,null,null,null,null,null,null,null,0.2461049308939352]
[62633,"FPL Twin Lakes Solar Energy Center","2020-01-31",2020,"Southeast (non-ISO)","FL",29.607481,-81.839343,4.7767835616000003,"PV","c-Si",96.5,74.5,1.2953020134228188,"Tracking","Single Axis","Tracking",180,null,null,null,null,null,35.21,21.91,null,42.731139988471654,null,null,null,null,null,null,null,null,null,null,null,null,null,0.22082988569152034]
[62634,"FPL Babcock Preserve Solar Energy Center (not FPL Babcock Ranch)","2020-01-31",2020,"Southeast (non-ISO)","FL",26.856271,-81.725320999999994,5.0537132419999997,"PV","c-Si",114.7,74.5,1.5395973154362417,"Fixed Tilt","Fixed Tilt",20,180,null,null,null,null,null,35.869999999999997,21.07,null,38.373126848168518,null,null,null,null,null,null,null,null,null,null,null,null,null,0.25519904385400388]
[62645,"FPL Northern Preserve Solar Energy Center","2020-01-31",2020,"Southeast (non-ISO)","FL",30.232109000000001,-82.252514000000005,4.7477452055000002,"PV","c-Si",98.4,74.5,1.3208053691275168,"Fixed Tilt","Fixed Tilt",20,195,null,null,null,null,null,35.96,24.79,null,43.649305281590649,null,null,null,null,null,null,null,null,null,null,null,null,null,0.19935644019490667]
[62750,"Little Manatee River Solar","2020-02-28",2020,"Southeast (non-ISO)","FL",27.679867999999999,-82.410640000000001,5.0823107305999997,"PV","Thin-Film",87.9,74.5,1.1798657718120806,"Tracking","Single Axis","Tracking",180,null,null,null,null,null,null,null,null,53.063307208362517,null,null,null,null,null,null,null,null,null,null,null,null,null,0.20029573105329287]
[62914,"FPL Nassau Solar Center","2020-12-31",2020,"Southeast (non-ISO)","FL",30.527000999999998,-81.893591000000001,4.7459426941,"PV","c-Si",93.8,74.5,1.2590604026845638,"Tracking","Single Axis","Tracking",180,null,null,null,null,null,35.69,13.12,null,49.327810072982153,null,null,null,null,null,null,null,null,null,null,null,null,null,0.21854371609818884]
[62916,"FPL Trailside Solar Center","2020-12-31",2020,"Southeast (non-ISO)","FL",29.774986999999999,-81.427850000000007,4.8016776256,"PV","c-Si",93.8,74.5,1.2590604026845638,"Tracking","Single Axis","Tracking",180,null,null,null,null,null,35.22,17.84,null,38.612361893119946,null,null,null,null,null,null,null,null,null,null,null,null,null,0.23046949220066806]
[62922,"FPL Lakeside Solar Center","2020-12-31",2020,"Southeast (non-ISO)","FL",27.219991,-80.741011,5.0518184931999999,"PV","c-Si",108,74.5,1.4496644295302012,"Fixed Tilt","Fixed Tilt",16,205,null,null,null,null,null,35.950000000000003,18.82,null,37.190541844085054,null,null,null,null,null,null,null,null,null,null,null,null,null,0.24209187582360331]
[62923,"FPL Union Springs Solar Center","2020-12-31",2020,"Southeast (non-ISO)","FL",29.999281,-82.297886000000005,4.7726335616000002,"PV","c-Si",93.8,74.5,1.2590604026845638,"Tracking","Single Axis","Tracking",180,null,null,null,null,null,35.24,13.42,null,39.582149255437152,null,null,null,null,null,null,null,null,null,null,null,null,null,0.22417946124850602]
[62925,"FPL Egret Solar Center","2020-12-31",2020,"Southeast (non-ISO)","FL",30.293240999999998,-82.185800999999998,4.7622837899999997,"PV","c-Si",93.8,74.5,1.2590604026845638,"Tracking","Single Axis","Tracking",181,null,null,null,null,null,35.380000000000003,12.02,null,40.050583798975985,null,null,null,null,null,null,null,null,null,null,null,null,null,0.22816646746958413]
[63582,"Harmony Solar","2020-06-30",2020,"Southeast (non-ISO)","FL",28.164560999999999,-81.102790999999996,4.9066406392999999,"PV","c-Si",115.5,74.5,1.5503355704697988,"Tracking","Single Axis","Tracking",180,null,null,null,null,null,null,null,29.678590740789925,35.357272207741239,null,null,null,null,null,null,null,null,null,null,null,null,null,0.28226686279917867]
[63583,"Taylor Creek Solar","2020-06-30",2020,"Southeast (non-ISO)","FL",28.509240999999999,-81.041121000000004,4.8680301369999999,"PV","c-Si",115.5,74.5,1.5503355704697988,"Tracking","Single Axis","Tracking",180,null,null,null,null,null,null,null,29.678590740789925,36.477084050477607,null,null,null,null,null,null,null,null,null,null,null,null,null,0.28179032208635962]
[63754,"Gulf Power Blue Indigo Solar Energy Center","2020-04-30",2020,"Southeast (non-ISO)","FL",30.877262000000002,-85.400649999999999,4.7417529680000001,"PV","c-Si",108,74.5,1.4496644295302012,"Tracking","Single Axis","Tracking",180,null,null,null,null,null,37.770000000000003,5.66,null,43.716068505016956,null,null,null,null,null,null,null,null,null,null,null,null,null,0.2464083233734792]
[61011,"Chestnut Solar","2020-03-31",2020,"PJM","NC",36.180028,-77.712435999999997,4.4320954337999998,"PV","c-Si",100,74.900000000000006,1.3351134846461947,"Tracking","Single Axis","Tracking",180,null,null,null,null,null,40.630000000000003,13.53,null,56.882776847990364,null,null,null,null,null,null,null,null,null,null,null,null,null,0.22529430412543966]
[61982,"Columbia Solar Power Plant","2020-03-31",2020,"Southeast (non-ISO)","FL",29.890028999999998,-82.685992999999996,4.7788278539000002,"PV","Thin-Film",105.6,74.900000000000006,1.4098798397863817,"Tracking","Single Axis","Tracking",181,null,null,null,null,null,null,null,null,49.050273815312281,null,null,null,null,null,null,null,null,null,null,null,null,null,0.24710115770799418]
[62828,"TWE Bowman Solar Project","2020-05-31",2020,"Southeast (non-ISO)","SC",33.317244000000002,-80.677133999999995,4.6463940638999999,"PV","Thin-Film",101.9,74.97,1.3592103508069895,"Tracking","Single Axis","Tracking",180,null,null,null,null,null,null,null,null,55.92797431180022,null,null,null,null,null,null,null,null,null,null,null,null,null,0.2167732115677321]
[62012,"Pleinmont Solar 1 (part of Pleinmont facility)","2020-10-31",2020,"PJM","VA",38.249370999999996,-77.749211000000003,4.2301568493000001,"PV","c-Si",99.6,75,1.3279999999999998,"Tracking","Single Axis","Tracking",180,null,null,null,null,null,41.92,13.48,null,50.673964177080791,null,null,null,null,null,null,null,null,null,null,null,null,null,0.23908066971080669]
[63271,"Huntley Solar","2020-04-30",2020,"Southeast (non-ISO)","SC",33.336818999999998,-80.633689000000004,4.6463940638999999,"PV","Thin-Film",100,75,1.3333333333333333,"Tracking","Single Axis","Tracking",180,null,null,null,null,null,null,null,null,49.123835088726587,null,null,null,null,null,null,null,null,null,null,null,null,null,0.24894672754946728]
[63810,"Centerfield Cooper Solar, LLC","2020-12-31",2020,"Southeast (non-ISO)","SC",34.703890999999999,-80.125675000000001,4.5446232877000003,"PV","c-Si",97.6,75,1.3013333333333332,"Tracking","Single Axis","Tracking",180,null,null,null,null,null,null,null,null,49.492009209822193,null,null,null,null,null,null,null,null,null,null,null,null,null,0.23264992389649924]
[63932,"Titan Solar 1 (CA)","2020-12-31",2020,"CAISO","CA",33.101433999999998,-115.999155,5.9190447489000002,"PV","c-Si",98,75,1.3066666666666666,"Tracking","Single Axis","Tracking",180,null,null,null,null,null,28.43,6.58,null,37.845185572025557,null,null,null,null,null,null,null,null,null,null,null,null,null,0.31565068493150683]
[62177,"Desert Harvest, LLC","2020-12-31",2020,"CAISO","CA",33.798099999999998,-115.386736,5.8553680364999998,"PV","Thin-Film",114,80,1.425,"Tracking","Single Axis","Tracking",180,null,null,null,null,null,27.58,5.53,34.262340846931075,39.986853266436164,null,null,null,null,null,null,null,null,null,null,null,null,null,0.35056506849315067]
[62813,"Grasshopper Solar (aka Chase City Solar)","2020-09-30",2020,"PJM","VA",36.816020999999999,-78.446421000000001,4.3606694063999996,"PV","c-Si",103.8,80,1.2974999999999999,"Tracking","Single Axis","Tracking",180,null,null,null,null,null,42.04,13.3,null,47.914704867233496,null,null,null,null,null,null,null,null,null,null,null,null,null,0.24758989726027397]
[63745,"Greensville Solar","2020-12-31",2020,"PJM","VA",36.643560999999998,-77.572001,4.3651890410999998,"PV","c-Si",104,80,1.3,"Tracking","Single Axis","Tracking",180,null,null,null,null,null,40.799999999999997,13.14,null,52.411865830712493,null,null,null,null,null,null,null,null,null,null,null,null,null,0.2206763698630137]
[64169,"Albemarle Beach Solar","2020-12-31",2020,"PJM","NC",35.906680999999999,-76.636420999999999,4.3703442922000004,"PV","c-Si",150.6,80,1.8824999999999998,"Tracking","Single Axis","Tracking",182,null,null,null,null,null,42.15,12.4,null,null,null,null,null,null,null,null,null,null,null,null,null,null,null,0.29695062785388127]
[62165,"SR Snipesville I","2020-12-31",2020,"Southeast (non-ISO)","GA",31.705476000000001,-82.741281999999998,4.7406657534000001,"PV","Thin-Film",122.8,86,1.4279069767441861,"Tracking","Single Axis","Tracking",180,null,null,null,null,null,38.11,4.6900000000000004,27.364423788099774,42.595339505735659,null,null,null,null,null,null,null,null,null,null,null,null,null,0.28012238504831688]
[61986,"Spring Grove I","2020-11-30",2020,"PJM","VA",37.173915999999998,-76.919251000000003,4.3264545661999998,"PV","c-Si",135.5,97.9,1.3840653728294177,"Tracking","Single Axis","Tracking",181,null,null,null,null,null,42.74,12.84,null,48.598368129142507,null,null,null,null,null,null,null,null,null,null,null,null,null,0.25231225600626855]
[62812,"Milford Solar 1","2020-11-30",2020,"West (non-ISO)","UT",38.490667000000002,-113.0183,5.2347301369999997,"PV","Thin-Film",127.8,99,1.2909090909090908,"Tracking","Single Axis","Tracking",180,null,null,null,null,null,26.78,16.97,null,37.159546639082983,null,null,null,null,null,null,null,null,null,null,null,null,null,0.30873460633734606]
[62798,"Fern Solar (Moccasin Creek Solar)","2020-12-31",2020,"PJM","NC",36.014583000000002,-77.681635999999997,4.4350331049999996,"PV","c-Si",133.6,100,1.3359999999999999,"Tracking","Single Axis","Tracking",180,null,null,null,null,null,41.13,13.06,null,52.608465734395701,null,null,null,null,null,null,null,null,null,null,null,null,null,0.26563470319634702]
[62899,"East Line Solar","2020-12-31",2020,"West (non-ISO)","AZ",32.847031000000001,-111.565101,5.7683394977000004,"PV","Thin-Film",121.4,100,1.214,"Tracking","Single Axis","Tracking",180,null,null,null,null,null,null,null,null,28.108325177282843,null,null,null,null,null,null,null,null,null,null,null,null,null,0.31128310502283107]
[63295,"Chicot Solar","2020-09-30",2020,"MISO","AR",33.477317999999997,-91.356046000000006,4.5752641553000002,"PV","c-Si",140,100,1.4,"Tracking","Single Axis","Tracking",180,null,null,null,null,null,37.69,0.24,28.09107309395689,39.668555524844606,null,null,null,null,null,null,null,null,null,null,null,null,null,0.26155136986301369]
[64104,"Maverick Solar 4 (Palen Solar)","2020-12-31",2020,"CAISO","CA",33.699708999999999,-115.221825,5.8773703195999998,"PV","c-Si",135.9,100,1.359,"Tracking","Single Axis","Tracking",180,null,null,null,null,null,26.77,5.68,27.22145782275668,33.009493967748206,null,null,null,null,null,null,null,null,null,null,null,null,null,0.34124543378995431]
[63351,"Bluebell Solar II","2020-12-31",2020,"ERCOT","TX",31.887710999999999,-100.837581,5.2773100457000002,"PV","Thin-Film",150,115,1.3043478260869565,"Tracking","Single Axis","Tracking",180,null,null,null,null,null,73.010000000000005,null,null,32.610580118751571,null,null,null,null,null,null,null,null,null,null,null,null,null,0.27910164780623387]
[63273,"Wagyu Solar","2020-08-31",2020,"ERCOT","TX",29.242304000000001,-95.658141000000001,4.6411465752999996,"PV","Thin-Film",162.4,120,1.3533333333333333,"Tracking","Single Axis","Tracking",180,null,null,null,null,null,87.3,null,null,47.726028057275734,null,null,null,null,null,null,null,null,null,null,null,null,null,0.21857496194824963]
[62470,"Cove Mountain Solar 2","2020-10-31",2020,"West (non-ISO)","UT",37.638601999999999,-113.637101,5.4006244291999996,"PV","Thin-Film",156.30000000000001,122,1.2811475409836066,"Tracking","Single Axis","Tracking",180,null,null,null,null,null,25.97,18.55,23.037034290665908,41.690010985560875,null,null,null,null,null,null,null,null,null,null,null,null,null,0.31005501908825511]
[62178,"Maverick Solar (Palen 1 Solar)","2020-12-31",2020,"CAISO","CA",33.699708999999999,-115.221825,5.8773703195999998,"PV","c-Si",173.4,125,1.3872,"Tracking","Single Axis","Tracking",180,null,null,null,null,null,26.9,6.39,null,36.234355234519192,null,null,null,null,null,null,null,null,null,null,null,null,null,0.30390776255707763]
[60777,"American Kings Solar","2020-12-31",2020,"CAISO","CA",36.241821000000002,-119.89715099999999,5.3183070776000001,"PV","Thin-Film",172.3,128,1.3460937500000001,"Tracking","Single Axis","Tracking",180,"PV+Storage",null,null,null,500,31.69,7,null,43.59768649129235,null,null,null,null,null,null,null,null,null,null,null,null,null,0.27676316352739727]
[60094,"NextEra Blythe Solar III","2020-05-31",2020,"CAISO","CA",33.660564999999998,-114.73624700000001,5.7975968037000003,"PV","c-Si",154,137.4,1.1208151382823872,"Tracking","Single Axis","Tracking",181,"PV+Storage",null,2021,115,538.6,26.88,7.09,43.996304672335192,36.348207230429132,null,null,null,null,null,null,null,null,null,null,null,null,null,0.27461180538866187]
[60095,"NextEra Blythe Solar IV","2020-11-30",2020,"CAISO","CA",33.660170999999998,-114.73619100000001,5.7975968037000003,"PV","c-Si",154,137.4,1.1208151382823872,"Tracking","Single Axis","Tracking",181,null,null,null,null,null,26.94,6.24,28.631435989791978,28.422696138334519,null,null,null,null,null,null,null,null,null,null,null,null,null,0.31078808664499863]
[62015,"Mustang Two","2020-11-30",2020,"CAISO","CA",36.213531000000003,-119.892171,5.3183070776000001,"PV","c-Si",210,150,1.4,"Tracking","Single Axis","Tracking",179,null,null,null,null,null,31.78,6.46,28.112689925687032,41.722936420528832,null,null,null,null,null,null,null,null,null,null,null,null,null,0.29995129375951296]
[62933,"Oberon IA","2020-07-30",2020,"ERCOT","TX",31.708970999999998,-102.692171,5.5451920091,"PV","c-Si",193,150,1.2866666666666666,"Tracking","Single Axis","Tracking",164,null,null,null,null,null,72.48,null,null,36.606778245475674,null,null,null,null,null,null,null,null,null,null,null,null,null,0.25698782343987825]
[63105,"Two Creeks Solar","2020-11-30",2020,"MISO","WI",44.253708000000003,-87.536845999999997,3.8029881279,"PV","c-Si",213,150,1.42,"Tracking","Single Axis","Tracking",181,null,null,null,null,null,42.25,0.63,null,72.423836906221638,null,null,null,null,null,null,null,null,null,null,null,null,null,0.14978538812785389]
[63519,"CED Crane Solar (Fowler Ranch)","2020-06-30",2020,"ERCOT","TX",31.257501000000001,-102.320481,5.5080621005000001,"PV","c-Si",212.59280000000001,152.5,1.3940511475409836,"Tracking","Single Axis","Tracking",180,null,null,null,null,null,65.41,null,null,25.568800029009271,null,null,null,null,null,null,null,null,null,null,null,null,null,0.29075114155251142]
[61353,"Mount Signal Solar Farm II (MS2)","2020-01-31",2020,"CAISO","CA",32.668500999999999,-115.62920099999999,5.6630150685,"PV","Thin-Film",199.6,153.5,1.3003257328990228,"Tracking","Single Axis","Tracking",180,null,null,null,null,null,28.95,6.79,null,41.664637850908498,null,null,null,null,null,null,null,null,null,null,null,null,null,0.28571460443532193]
[60827,"Sun Streams 1","2020-01-31",2020,"CAISO","AZ",33.348841,-112.834801,5.8517682647999996,"PV","Thin-Film",199.2,158,1.2607594936708859,"Tracking","Single Axis","Tracking",180,null,null,null,null,null,28.97,6.64,42.70992596829786,42.201762276705402,null,null,null,null,null,null,null,null,null,null,null,null,null,0.29270405251141551]
[62014,"Highlander Solar Station 1 (part of Pleinmont facility)","2020-12-31",2020,"PJM","VA",38.251108000000002,-77.755436000000003,4.2301568493000001,"PV","c-Si",200.1,165,1.2127272727272727,"Tracking","Single Axis","Tracking",180,null,null,null,null,null,41.77,13.42,null,54.531187352847091,null,null,null,null,null,null,null,null,null,null,null,null,null,0.20062543240625433]
[61785,"Camilla Solar Energy Project (Southern Oak Solar Energy Center?)","2020-02-28",2020,"Southeast (non-ISO)","GA",31.282592999999999,-84.219024000000005,4.7808657533999996,"PV","c-Si",224,171.4,1.3068844807467912,"Tracking","Single Axis","Tracking",180,null,null,null,null,null,37.729999999999997,6.06,null,41.135028253832971,null,null,null,null,null,null,null,null,null,null,null,null,null,0.24629161937948554]
[63859,"Golden Field Solar III (Rosamond Central)","2020-12-31",2020,"CAISO","CA",34.841251,-118.383441,5.7757949772000003,"PV","c-Si",240,192,1.25,"Tracking","Single Axis","Tracking",180,null,null,null,null,null,30.24,5.64,null,30.805643746809295,null,null,null,null,null,null,null,null,null,null,null,null,null,0.34331418854642315]
[63222,"Impact Solar 1","2020-12-31",2020,"ERCOT","TX",33.466510999999997,-95.371950999999996,4.5753837900000001,"PV","c-Si",260,198.5,1.3098236775818639,"Tracking","Single Axis","Tracking",180,null,null,null,null,null,150.97999999999999,null,null,65.875128877094099,null,null,null,null,null,null,null,null,null,null,null,null,null,0.155210885292663]
[62141,"Rambler","2020-06-30",2020,"ERCOT","TX",31.527151,-100.615071,5.1986869863000003,"PV","c-Si",266,200,1.33,"Tracking","Single Axis","Tracking",180,null,null,null,null,null,66.400000000000006,null,null,53.412458950961543,null,null,null,null,null,null,null,null,null,null,null,null,null,0.24103025114155252]
[61696,"Twiggs County Solar (GA Solar 4)","2020-09-30",2020,"Southeast (non-ISO)","GA",32.595891000000002,-83.497300999999993,4.6755757990999998,"PV","Thin-Film",261,204,1.2794117647058822,"Tracking","Single Axis","Tracking",180,null,null,null,null,null,37.26,5.8,24.99544652873,41.264652138504118,null,null,null,null,null,null,null,null,null,null,null,null,null,0.24860943235741786]
[61962,"Holstein 1 Solar Farm","2020-06-30",2020,"ERCOT","TX",32.096680999999997,-100.172701,5.1245465753000001,"PV","c-Si",280,204.4,1.3698630136986301,"Tracking","Single Axis","Tracking",180,null,null,null,null,null,90.31,null,null,50.852556711891225,null,null,null,null,null,null,null,null,null,null,null,null,null,0.24010958904109589]
[62845,"ENGIE Long Draw Solar","2020-12-31",2020,"ERCOT","TX",32.741382999999999,-101.621801,5.3591904110000002,"PV","c-Si",287,225,1.2755555555555556,"Tracking","Single Axis","Tracking",180,null,null,null,null,null,67.239999999999995,null,null,34.779434571333333,null,null,null,null,null,null,null,null,null,null,null,null,null,0.26819228817858953]
[62249,"Misae Solar (Phase 1)","2020-01-31",2020,"ERCOT","TX",34.374631000000001,-100.105783,5.0768646118999996,"PV","c-Si",326.89999999999998,240,1.3620833333333333,"Tracking","Single Axis","Tracking",181,null,null,null,null,null,81.599999999999994,null,null,44.927721141093308,null,null,null,null,null,null,null,null,null,null,null,null,null,0.22534436834094368]
[62755,"Prospero Solar I","2020-06-30",2020,"ERCOT","TX",32.312520999999997,-102.87297100000001,5.4628148402000001,"PV","Thin-Film",378.9,303.60000000000002,1.2480237154150196,"Tracking","Single Axis","Tracking",180,null,null,null,null,null,76.16,null,null,37.058740293679321,null,null,null,null,null,null,null,null,null,null,null,null,null,0.24986149162861493]
[62561,"Roadrunner (Queen Solar)","2020-08-31",2020,"ERCOT","TX",31.219443999999999,-102.192201,5.4971799086999997,"PV","c-Si",497,410,1.2121951219512195,"Tracking","Single Axis","Tracking",180,null,null,null,null,null,70.8,null,null,30.724246149094423,null,null,null,null,null,null,null,null,null,null,null,null,null,0.28101740867579911]
[62674,"Antelope Expansion 3B","2021-06-30",2021,"CAISO","CA",34.720162000000002,-118.322501,5.7811771690000002,"PV","c-Si",6.3,5.0010000000000003,1.2597480503899219,"Tracking","Single Axis","Tracking",180]
[62969,"Syncarpha Puddon I Hybrid CSG","2021-03-31",2021,"ISO-NE","MA",42.139251000000002,-71.633311000000006,3.8290577626000002,"PV","c-Si",7.5016800000000003,5.0010000000000003,1.5000359928014397,"Fixed Tilt","Fixed Tilt",20,180,"PV+Storage",null,2021,4,8]
[62970,"Syncarpha Puddon II Hybrid CSG","2021-03-31",2021,"ISO-NE","MA",42.134481000000001,-71.629870999999994,3.8290577626000002,"PV","c-Si",7.5016800000000003,5.0010000000000003,1.5000359928014397,"Fixed Tilt","Fixed Tilt",25,180,"PV+Storage",null,2021,4,8]
[62977,"Syncarpha Northbridge I Hybrid CSG","2021-12-31",2021,"ISO-NE","MA",42.111860999999998,-71.647671000000003,3.8290577626000002,"PV","c-Si",7.5,5.0010000000000003,1.4997000599880024,"Fixed Tilt","Fixed Tilt",20,180,"PV+Storage",null,2021,4,8]
[62978,"Syncarpha Northbridge II Hybrid CSG","2021-04-30",2021,"ISO-NE","MA",42.113250999999998,-71.646180999999999,3.8290577626000002,"PV","c-Si",6.9,5.0010000000000003,1.3797240551889622,"Fixed Tilt","Fixed Tilt",15,180,"PV+Storage",null,2021,3,6]
[63475,"Randall Solar Project Hybrid (ZPD-PT Solar Project 2017-017 LLC)","2021-07-30",2021,"ISO-NE","MA",42.393121000000001,-71.654370999999998,3.8163940638999998,"PV","c-Si",7.4,5.0010000000000003,1.4797040591881623,"Fixed Tilt","Fixed Tilt",25,180,"PV+Storage",null,2021,3.3,6]
[63805,"Williamsville Hybrid CSG (147 Williamsville Solar)","2021-09-30",2021,"ISO-NE","MA",42.467891000000002,-72.069570999999996,3.8018212329000001,"PV","c-Si",7.4654999999999996,5.0010000000000003,1.4928014397120575,"Tracking","Single Axis","Tracking",180,"PV+Storage",null,2021,3.3,6.6]
[64129,"East Brookfield Adams Road Solar CSG","2021-06-30",2021,"ISO-NE","MA",42.195960999999997,-72.024911000000003,3.8360931507,"PV","c-Si",7.03,5.0010000000000003,1.4057188562287541,"Fixed Tilt","Fixed Tilt",25,180,"PV+Storage",null,2021,3.07,6.3]
[64147,"ZPD-PT Solar Project 2017-038 Hybrid","2021-04-30",2021,"ISO-NE","MA",42.518231,-71.708130999999995,3.8013716894999998,"PV","c-Si",7.3151999999999999,5.0010000000000003,1.4627474505098979,"Fixed Tilt","Fixed Tilt",27,180,"PV+Storage",null,2021,3.4,6.8]
[64374,"Norwich Solar and Energy Storage CSG","2021-09-30",2021,"NYISO","NY",42.551808999999999,-75.530927000000005,3.6412728311000002,"PV","c-Si",7.5,5.0010000000000003,1.4997000599880024,"Fixed Tilt","Fixed Tilt"," ",null,"PV+Storage",null,2021,3,12]
[64392,"Branch Solar Farm","2021-10-31",2021,"SPP","AR",35.307800999999998,-93.924340999999998,4.4592956620999997,"PV","c-Si",6.42,5.0010000000000003,1.28374325134973,"Tracking","Single Axis","Tracking",180,null,null,null,null,null,null,null,null,48.701355461208607]
[64450,"Grissom Solar","2021-05-31",2021,"PJM","NC",36.238348999999999,-77.839028999999996,4.4081602740000001,"PV","c-Si",6.99,5.0010000000000003,1.3977204559088181,"Fixed Tilt","Fixed Tilt",null,180,"PV+Storage",null,2021,10,10]
[64627,"Blodgett Solar CSG","2021-08-31",2021,"ISO-NE","MA",42.677540999999998,-71.450601000000006,3.8078479451999998,"PV","c-Si",9.8998899999999992,5.0010000000000003,1.9795820835832831,"Tracking","Single Axis","Tracking",180,"PV+Storage",null,2021,3.9,15.366]
[64875,"276 Federal Rd(CSG)","2021-11-30",2021,"ISO-NE","MA",41.805143999999999,-70.725239999999999,3.8484940639,"PV","c-Si",7.60656,5.0010000000000003,1.5210077984403119,"Fixed Tilt","Fixed Tilt",null,180,null,null,2021,3.3,7.2883800000000001]
[64876,"0 Hammond St CSG","2021-10-31",2021,"ISO-NE","MA",41.808546999999997,-70.726680000000002,3.8484940639,"PV","c-Si",7.1954999999999991,5.0010000000000003,1.4388122375524892,"Tracking","Single Axis","Tracking",180,"PV+Storage",null,2021,5,26.2624]
[64970,"59 Federal Rd(CSG)","2021-11-30",2021,"ISO-NE","MA",41.828474999999997,-70.721209999999999,3.8484940639,"PV","c-Si",11.648,5.0010000000000003,2.3291341731653668,"Fixed Tilt","Fixed Tilt",null,180,null,null,2021,5,26.5]
[65055,"77 Farm to Market Rd Hybrid (77F2M Wham8 Solar)","2021-12-31",2021,"ISO-NE","MA",41.791701000000003,-70.724920999999995,3.8812164384000001,"PV","c-Si",6.9537000000000004,5.0010000000000003,1.3904619076184763,"Fixed Tilt","Fixed Tilt",null,180,"PV+Storage","Lithium-Ion",2021,2.31,4.8808999999999996]
[65056,"160 Tihonet Rd Hybrid (160TIH WHAM8 Solar)","2021-12-31",2021,"ISO-NE","MA",41.799700999999999,-70.702921000000003,3.8812164384000001,"PV","c-Si",7.4029999999999996,5.0010000000000003,1.4803039392121573,"Fixed Tilt","Fixed Tilt",null,180,"PV+Storage",null,2021,3.3,6.8840000000000003]
[65217,"South Goshen (Community Solar)","2021-09-30",2021,"NYISO","NY",41.392701000000002,-74.347801000000004,3.9032410958999999,"PV","c-Si",6.9287399999999995,5.0010000000000003,1.3854709058188361,"Fixed Tilt","Fixed Tilt",null,180,null,null,2021,4.5,0]
[65464,"Lerdo Detention Facility - Solar 2, 3","2021-11-30",2021,"CAISO","CA",35.501710000000003,-119.1129,5.3715872145999999,"PV","c-Si",6.6999999999999993,5.0999999999999996,1.3137254901960784,"Tracking","Single Axis","Tracking",180]
[64251,"Pickford Solar","2021-02-28",2021,"MISO","MI",46.189253999999998,-84.34545,3.6640739725999998,"PV","c-Si",7.6,6.9,1.1014492753623186,"Fixed Tilt","Fixed Tilt",35,180]
[63895,"Augusta PV - BD Solar Augusta","2021-06-30",2021,"ISO-NE","ME",44.327561000000003,-69.728770999999995,3.7196200912999999,"PV","c-Si",8.6999999999999993,7.2,1.2083333333333333,"Tracking","Single Axis","Tracking",null,null,null,null,null,null,null,null,null,43.418430536244117]
[64818,"Connexus Solar Stanford 1STF (Sunflower)","2021-05-31",2021,"MISO","MN",45.416111000000001,-93.392820999999998,3.7866022831000001,"PV","c-Si",7.3,7.3,1,"Tracking","Single Axis","Tracking",180]
[64248,"IMPA Anderson 4 Solar Project","2021-08-31",2021,"PJM","IN",40.082667000000001,-85.636080000000007,3.9677630137,"PV","c-Si",10.38,7.8,1.3307692307692309,"Tracking","Single Axis","Tracking",null,null,null,null,null,null,null,null,null,40.171940501106192]
[64244,"IMPA Anderson 3 Solar Project","2021-12-31",2021,"PJM","IN",40.080894000000001,-85.641737000000006,3.9677630137,"PV","c-Si",11.337,8.6999999999999993,1.3031034482758621,"Tracking","Single Axis","Tracking",null,null,null,null,null,null,null,null,null,44.231351546655304]
[64247,"IMPA Richmond 5 Solar Park","2021-06-30",2021,"PJM","IN",39.805613000000001,-84.874549999999999,3.9729876711999998,"PV","c-Si",11.9,9,1.3222222222222222,"Tracking","Single Axis","Tracking",180]
[64831,"Oak Leaf Solar XVIII (DIA 7)","2021-12-31",2021,"West (non-ISO)","CO",39.898130999999999,-104.665351,4.8457198630000002,"PV","c-Si",12.4,9,1.3777777777777778,"Tracking","Single Axis","Tracking",180]
[64843,"SR Washington I aka Martin Solar Farm","2021-12-31",2021,"Southeast (non-ISO)","TN",36.345562999999999,-82.595363000000006,4.2780751142,"PV","c-Si",15,9,1.6666666666666667,"Tracking","Single Axis","Tracking"]
[63897,"Oxford PV - BD Solar Oxford","2021-06-30",2021,"ISO-NE","ME",44.150311000000002,-70.478500999999994,3.7526995433999999,"PV","c-Si",12.9,9.1999999999999993,1.4021739130434785,"Tracking","Single Axis","Tracking",180,null,null,null,null,null,null,null,null,44.579774387187463]
[64246,"IMPA Peru 2 Solar Park","2021-04-30",2021,"MISO","IN",40.758183000000002,-86.105009999999993,3.9046742009000002,"PV","c-Si",12.6,9.5,1.3263157894736841,"Tracking","Single Axis","Tracking",180,null,null,null,null,null,null,null,null,57.352601023986622]
[65474,"GDIM 1, LLC (Iron Mine Solar)","2021-12-31",2021,"ISO-NE","RI",41.966678000000002,-71.525989999999993,3.8565611872000001,"PV","c-Si",12.6,9.6,1.3125,"Fixed Tilt","Fixed Tilt",20,180]
[65475,"GDIM 2, LLC (Iron Mine Solar)","2021-12-31",2021,"ISO-NE","RI",41.967314000000002,-71.51961,3.8565611872000001,"PV","c-Si",11.5,9.6,1.1979166666666667,"Fixed Tilt","Fixed Tilt",20,180]
[65476,"GDIM 3, LLC (Iron Mine Solar)","2021-12-31",2021,"ISO-NE","RI",41.963065999999998,-71.516930000000002,3.8565611872000001,"PV","c-Si",13,9.6,1.3541666666666667,"Fixed Tilt","Fixed Tilt",20,180]
[65477,"GDIM 4, LLC (Iron Mine Solar)","2021-12-31",2021,"ISO-NE","RI",41.963065999999998,-71.516930000000002,3.8565611872000001,"PV","c-Si",12.2,9.6,1.2708333333333333,"Fixed Tilt","Fixed Tilt",20,180]
[64892,"TPE Erath Solar","2021-12-31",2021,"ERCOT","TX",32.262461000000002,-98.207541000000006,4.9102885844999999,"PV","c-Si",14,9.9,1.4141414141414141,"Tracking","Single Axis","Tracking",180]
[65127,"AES Belleville Solar LLC","2021-09-30",2021,"MISO","IL",38.487200999999999,-90.013501000000005,4.2402643835999996,"PV","c-Si",13.3,9.9,1.3434343434343434,"Fixed Tilt","Fixed Tilt",15,180]
[59569,"Whitetail Solar","2021-12-31",2021,"Southeast (non-ISO)","SC",34.398201,-79.397510999999994,4.5654431507000002,"PV","c-Si",14.2,9.9960000000000004,1.4205682272909161,"Tracking","Single Axis","Tracking",180]
[64830,"Brightwood Solar","2021-12-31",2021,"West (non-ISO)","OR",45.385041000000001,-122.07843099999999,3.4574997716999998,"PV","c-Si",13.51,10,1.351,"Fixed Tilt","Fixed Tilt",null,180]
[65230,"Truman Solar","2021-06-30",2021,"MISO","MO",38.956491,-92.243831,4.2368326484000001,"PV","c-Si",14,10,1.4,"Tracking","Single Axis","Tracking",180,null,null,null,null,null,null,null,36.720489771128442]
[65412,"Northern Cardinal Solar SCS IL 1, LLC (Solar Farm 2.0)","2021-02-28",2021,"MISO","IL",40.070630999999999,-88.243280999999996,4.0410351597999998,"PV","c-Si",12.3,10,1.23,"Tracking","Single Axis","Tracking",180,null,null,null,null,null,null,null,null,56.943447088744954]
[64010,"Energix Hollyfield","2021-07-30",2021,"PJM","VA",37.680290999999997,-77.159861000000006,4.2781465753000001,"PV","Thin-Film",17,13,1.3076923076923077,"Tracking","Single Axis","Tracking",180]
[65258,"Wapakoneta-Pratt","2021-11-30",2021,"PJM","OH",40.542330999999997,-84.187376,3.8901655251,"PV","c-Si",17.3,13.5,1.2814814814814814,"Fixed Tilt","Fixed Tilt",25,null,null,null,null,null,null,null,null,null,42.491681509121285]
[62673,"Antelope Expansion 3A","2021-06-30",2021,"CAISO","CA",34.725780999999998,-118.322131,5.7811771690000002,"PV","c-Si",19,15,1.2666666666666666,"Tracking","Single Axis","Tracking",180]
[61318,"Mt. Jackson Solar","2021-06-30",2021,"PJM","VA",38.738070999999998,-78.661741000000006,4.1341940638999999,"PV","Thin-Film",22,15.7,1.4012738853503186,"Tracking","Single Axis","Tracking",180]
[63861,"Logansport Solar","2021-09-30",2021,"MISO","IN",40.760083000000002,-86.388290999999995,3.9005066209999999,"PV","c-Si",19.3,16,1.20625,"Fixed Tilt","Fixed Tilt",30,180]
[64559,"Wallingford Solar","2021-09-30",2021,"ISO-NE","CT",41.440671000000002,-72.841419999999999,3.8932885845,"PV","c-Si",20.7,16.100000000000001,1.2857142857142856,"Fixed Tilt","Fixed Tilt",10,180]
[65278,"Wonderful Lost Hills","2021-09-30",2021,"CAISO","CA",35.668160999999998,-119.876481,5.3721926940999998,"PV","c-Si",24.9,16.7,1.4910179640718562,"Tracking","Single Axis","Tracking",179]
[63696,"Westmoreland County Solar Project","2021-10-31",2021,"PJM","VA",38.003591,-76.748411000000004,4.2369374429000004,"PV","c-Si",29.6,19.899999999999999,1.4874371859296485,"Tracking","Single Axis","Tracking",180,null,null,null,null,null,null,null,null,39.677230024123162]
[65321,"Rochambeau Solar","2021-12-31",2021,"PJM","VA",37.359701000000001,-76.754951000000005,4.3134073059000002,"PV","c-Si",25.6,19.899999999999999,1.2864321608040203,"Tracking","Single Axis","Tracking",166]
[62436,"SR Arlington I","2021-12-31",2021,"Southeast (non-ISO)","GA",31.402919000000001,-84.83681,4.7440646118999998,"PV","Thin-Film",29,20,1.45,"Tracking","Single Axis","Tracking",180,null,null,null,null,null,null,null,22.508726938614782]
[63801,"St. Joseph Solar","2021-03-31",2021,"PJM","IN",41.731451,-86.102091000000001,3.8394413242000001,"PV","Thin-Film",25.4,20,1.27,"Tracking","Single Axis","Tracking",180,null,null,null,null,null,null,null,null,53.997222719740954]
[63894,"Milo PV - BD Solar 1","2021-06-30",2021,"ISO-NE","ME",45.267791000000003,-68.990110999999999,3.6381004566000001,"PV","c-Si",27.4,20,1.3699999999999999,"Tracking","Single Axis","Tracking",180,null,null,null,null,null,null,null,null,42.049733581647459]
[64015,"Energix Buckingham","2021-07-30",2021,"PJM","VA",37.501750999999999,-78.383860999999996,4.3037219177999999,"PV","Thin-Film",26.4,20,1.3199999999999998,"Tracking","Single Axis","Tracking",180]
[64535,"Camden Solar","2021-11-30",2021,"PJM","NC",36.307861000000003,-76.144491000000002,4.4022664383999999,"PV","c-Si",29.3,20,1.4650000000000001,"Tracking","Single Axis","Tracking",180]
[64590,"O'Brien Solar Fields","2021-05-31",2021,"MISO","WI",42.996941,-89.457941000000005,3.83676621,"PV","c-Si",24.13,20,1.2064999999999999,"Tracking","Single Axis","Tracking",180]
[64690,"Todd Solar","2021-07-30",2021,"PJM","MD",38.613328000000003,-75.835211000000001,4.2214050228,"PV","c-Si",29,20,1.45,"Tracking","Single Axis","Tracking",180]
[64817,"Energix Leatherwood","2021-08-31",2021,"PJM","VA",36.687921000000003,-79.701841000000002,4.3387616437999998,"PV","Thin-Film",26,20,1.3,"Tracking","Single Axis","Tracking",180]
[65022,"Briel Solar Farm","2021-08-31",2021,"PJM","VA",37.523640999999998,-77.263581000000002,4.2830084475000003,"PV","c-Si",27.3,20,1.365,"Fixed Tilt","Fixed Tilt",null,180,null,null,null,null,null,null,null,null,37.63583941219008]
[65122,"NY8 - Branscomb Solar","2021-12-31",2021,"NYISO","NY",42.963821000000003,-73.592310999999995,3.7622139268999999,"PV","c-Si",27,20,1.35,"Tracking","Single Axis","Tracking",180]
[64327,"Toms River Solar (EDF Ph1 Toms River)","2021-06-30",2021,"PJM","NJ",39.983010999999998,-74.237770999999995,4.0123321917999997,"PV","c-Si",28.9,21.3,1.356807511737089,"Fixed Tilt","Fixed Tilt",20,180]
[63722,"Rawhide Prairie Solar Hybrid","2021-03-31",2021,"West (non-ISO)","CO",40.848050999999998,-105.015298,4.4396744292000001,"PV","c-Si",29,22,1.3181818181818181,"Tracking","Single Axis","Tracking",180,"PV+Storage","Lithium-Ion",2021,1,2,null,null,24.849609845026929]
[62821,"Speedway Solar NC","2021-12-31",2021,"Southeast (non-ISO)","NC",35.218170999999998,-80.529161000000002,4.5209534247000001,"PV","c-Si",33.700000000000003,22.6,1.4911504424778761,"Tracking","Single Axis","Tracking",180]
[64877,"Edwards & Sanborn E3","2021-12-31",2021,"CAISO","CA",34.944661000000004,-118.130061,5.8475908676000001,"PV","Thin-Film",27.4,27.4,1,"Tracking","Single Axis","Tracking",180,"PV+Storage",null,2021,213.7,600]
[63940,"Central 40","2021-02-28",2021,"CAISO","CA",37.248531,-121.113311,5.1919264839999997,"PV","c-Si",50.5,40,1.2625,"Tracking","Single Axis","Tracking",180,null,null,null,null,null,null,null,null,33.998170771045743]
[63049,"Prineville Solar Energy","2021-02-28",2021,"West (non-ISO)","OR",44.271341,-120.875411,4.4640358446999997,"PV","c-Si",60.06,46.2,1.3,"Tracking","Single Axis","Tracking",180,null,null,null,null,null,null,null,19.635836877483836]
[64387,"Quinebaug Solar","2021-12-31",2021,"ISO-NE","CT",41.749867000000002,-71.932479999999998,3.8656397259999999,"PV","c-Si",63.4,49.4,1.2834008097165992,"Fixed Tilt","Fixed Tilt",18,180,null,null,null,null,null,null,null,null,55.261627822328499]
[62950,"Bluestone Solar","2021-05-31",2021,"PJM","VA",36.811532999999997,-78.483911000000006,4.3606694063999996,"PV","c-Si",70,49.9,1.402805611222445,"Tracking","Single Axis","Tracking",180]
[62822,"Broad River Solar","2021-12-31",2021,"Southeast (non-ISO)","NC",35.188009000000001,-81.751215000000002,4.5383111871999997,"PV","c-Si",79,50,1.58,"Tracking","Single Axis","Tracking",180]
[62959,"Whitehorn Solar","2021-10-31",2021,"PJM","VA",36.924711000000002,-79.355880999999997,4.3371527396999996,"PV","c-Si",65.7,50,1.3140000000000001,"Tracking","Single Axis","Tracking",180,null,null,null,null,null,null,null,null,37.210504312059008]
[63929,"Troy Solar","2021-04-30",2021,"MISO","IN",38.022050999999998,-86.789861000000002,4.1788331049999998,"PV","Thin-Film",64.7,50.4,1.2837301587301588,"Tracking","Single Axis","Tracking",180,null,null,null,null,null,null,null,null,40.978316868321521]
[63727,"Slate Hybrid","2021-11-30",2021,"CAISO","CA",36.232664999999997,-119.87719199999999,5.3183070776000001,"PV","c-Si",67,50.5,1.3267326732673268,"Tracking","Single Axis","Tracking",180,"PV+Storage",null,2021,80.25,321,null,null,25.290320042498994]
[63050,"Millican Solar Energy","2021-03-31",2021,"West (non-ISO)","OR",44.253511000000003,-120.882481,4.4640358446999997,"PV","c-Si",71.400000000000006,60,1.1900000000000002,"Tracking","Single Axis","Tracking",180,null,null,null,null,null,null,null,19.635836877483836]
[63495,"Durrance","2021-01-31",2021,"Southeast (non-ISO)","FL",27.791730999999999,-81.994230999999999,5.0292753425000001,"PV","Thin-Film",70.8,60,1.18,"Tracking","Single Axis","Tracking",180,null,null,null,null,null,null,null,null,33.259122563363604]
[63807,"Sugar Solar","2021-12-31",2021,"Southeast (non-ISO)","NC",36.166051000000003,-80.654510000000002,4.4227732877000001,"PV","c-Si",81,60,1.35,"Fixed Tilt","Fixed Tilt",null,180,null,null,null,null,null,null,null,null,42.075956073156895]
[62951,"Hawtree Solar","2021-10-31",2021,"PJM","NC",36.529851000000001,-78.109701000000001,4.4020910959000004,"PV","c-Si",88.5,65,1.3615384615384616,"Tracking","Single Axis","Tracking",180,null,null,null,null,null,null,null,null,42.293063289556819]
[64151,"SR Perry","2021-12-31",2021,"Southeast (non-ISO)","GA",32.383569000000001,-83.760703000000007,4.6806762556999999,"PV","Thin-Film",98,68,1.4411764705882353,"Tracking","Single Axis","Tracking",null,null,null,null,null,null,null,null,25.075870775011946,23.349194471481461]
[62668,"Maiden Creek Solar Power Plant","2021-01-31",2021,"Southeast (non-ISO)","NC",35.593510999999999,-81.165491000000003,4.4879831049999996,"PV","c-Si",102.7,69.3,1.4819624819624821,"Fixed Tilt","Fixed Tilt",23,174,null,null,null,null,null,null,null,null,31.569599770122192]
[65323,"Bedford Solar","2021-11-30",2021,"PJM","VA",36.696471000000003,-76.160360999999995,4.3643353880999998,"PV","c-Si",78.5,70,1.1214285714285714,"Tracking","Single Axis","Tracking",181]
[63976,"Bay Tree     ","2021-11-30",2021,"Southeast (non-ISO)","NC",34.704141,-78.393360999999999,4.4853004566000001,"PV","Thin-Film",90.2,70.099999999999994,1.2867332382310985,"Tracking","Single Axis","Tracking",180]
[62915,"FPL Magnolia Springs Solar Center","2021-03-31",2021,"Southeast (non-ISO)","FL",29.879871000000001,-81.694210999999996,4.7868296804000003,"PV","c-Si",108.3,74.5,1.34,"Tracking","Single Axis","Tracking",180,null,null,null,null,null,null,null,null,27.451595393920655]
[62917,"FPL Rodeo Solar Center","2021-03-31",2021,"Southeast (non-ISO)","FL",27.321930999999999,-81.802121,5.0437858447000004,"PV","c-Si",82.8,74.5,1.1114093959731544,"Tracking","Single Axis","Tracking",180,null,null,null,null,null,null,null,null,26.659882500262583]
[62919,"FPL Orange Blossom Solar Center","2021-05-31",2021,"Southeast (non-ISO)","FL",27.594891000000001,-80.569480999999996,4.9180618721,"PV","c-Si",96.7,74.5,1.297986577181208,"Fixed Tilt","Fixed Tilt",20,195,null,null,null,null,null,null,null,null,30.053465254146257]
[62921,"FPL Palm Bay Solar","2021-03-31",2021,"Southeast (non-ISO)","FL",27.854751,-80.669111000000001,4.9590182648000001,"PV","c-Si",113.2,74.5,1.5194630872483221,"Tracking","Single Axis","Tracking",195,null,null,null,null,null,null,null,null,26.121698882641123]
[62924,"FPL Pelican Solar Center","2021-03-31",2021,"Southeast (non-ISO)","FL",27.595628999999999,-80.569344999999998,4.9180618721,"PV","c-Si",113.2,74.5,1.5194630872483221,"Fixed Tilt","Fixed Tilt",20,195,null,null,null,null,null,null,null,null,27.785938301950452]
[63109,"FPL Discovery Solar Center","2021-05-31",2021,"Southeast (non-ISO)","FL",28.535450999999998,-80.676911000000004,4.9898778539000004,"PV","c-Si",96.7,74.5,1.297986577181208,"Fixed Tilt","Fixed Tilt",20,180,null,null,null,null,null,null,null,null,33.327753614458331]
[63110,"FPL Sabal Palm Solar Center","2021-04-30",2021,"Southeast (non-ISO)","FL",26.772911000000001,-80.351320999999999,4.9453203196000004,"PV","c-Si",113.2,74.5,1.5194630872483221,"Fixed Tilt","Fixed Tilt",20,180,null,null,null,null,null,null,null,null,30.110140996169619]
[63978,"Duette Solar Power Plant","2021-10-31",2021,"Southeast (non-ISO)","FL",27.585836,-82.061960999999997,4.9966047944999996,"PV","c-Si",102,74.5,1.3691275167785235,"Tracking","Single Axis","Tracking",180,null,null,null,null,null,null,null,null,31.299417459015107]
[64300,"FPL Fort Drum Energy Center","2021-06-30",2021,"Southeast (non-ISO)","FL",27.620241,-80.79607,4.9623426941000002,"PV","c-Si",96.7,74.5,1.297986577181208,"Fixed Tilt","Fixed Tilt",20,195,null,null,null,null,null,null,null,null,28.153503531824725]
[64301,"FPL Willow Solar Energy Center","2021-05-31",2021,"Southeast (non-ISO)","FL",27.448142000000001,-82.080691000000002,5.0126465752999998,"PV","c-Si",93.9,74.5,1.2604026845637584,"Tracking","Single Axis","Tracking",180,null,null,null,null,null,null,null,null,26.294626179995682]
[64657,"Magnolia Solar","2021-12-31",2021,"Southeast (non-ISO)","FL",27.917947999999999,-82.049605999999997,4.9805390411000001,"PV","Thin-Film",88.4,74.5,1.1865771812080537,"Tracking","Single Axis","Tracking",180,null,null,null,null,null,null,null,null,29.644380274187167]
[65036,"Cotton Creek Solar Energy Center","2021-12-31",2021,"Southeast (non-ISO)","FL",30.849070999999999,-87.345860999999999,4.6590636985999998,"PV","c-Si",107.6,74.5,1.4442953020134228,"Fixed Tilt","Fixed Tilt",20,180,null,null,null,null,null,null,null,null,35.529346602486655]
[63517,"Santa Fe Solar Power Plant","2021-03-31",2021,"Southeast (non-ISO)","FL",29.872176,-82.725876999999997,4.7629162100000002,"PV","Thin-Film",100.8,74.900000000000006,1.3457943925233644,"Tracking","Single Axis","Tracking",181,null,null,null,null,null,null,null,null,35.351110154703846]
[63518,"Twin Rivers Solar Power Plant","2021-03-31",2021,"Southeast (non-ISO)","FL",30.455210000000001,-83.191280000000006,4.7425538813000001,"PV","c-Si",98.3,74.900000000000006,1.3124165554072096,"Tracking","Single Axis","Tracking",180,null,null,null,null,null,null,null,null,33.635320766344307]
[64337,"Farmington Solar","2021-10-31",2021,"ISO-NE","ME",44.652261000000003,-70.096681000000004,3.6504662099999998,"PV","c-Si",115.7,77,1.5025974025974027,"Fixed Tilt","Fixed Tilt",18,180,null,null,null,null,null,null,null,72.731037051712477,58.603280578323982]
[61991,"Pioneer Solar (CO)","2021-06-30",2021,"West (non-ISO)","CO",39.761761,-104.46112100000001,4.8457230594,"PV","c-Si",110,80,1.375,"Tracking","Single Axis","Tracking",180]
[62666,"Sigurd Solar","2021-05-31",2021,"West (non-ISO)","UT",38.839872999999997,-112.00832,4.9432621005000001,"PV","c-Si",112,80,1.4,"Tracking","Single Axis","Tracking",140,null,null,null,null,null,null,null,null,26.88660660858795]
[63061,"Clover Creek Solar","2021-12-31",2021,"West (non-ISO)","UT",39.842359000000002,-111.888184,4.7487038813,"PV","Thin-Film",107,80,1.3374999999999999,"Tracking","Single Axis","Tracking",180,null,null,null,null,null,null,null,23.003120346486927,27.284618234472543]
[63549,"Water Strider Solar","2021-03-31",2021,"PJM","VA",37.016374999999996,-79.027061000000003,4.3337593607000002,"PV","c-Si",108.2,80,1.3525,"Tracking","Single Axis","Tracking",180,null,null,null,null,null,null,null,30.43805096834998,30.481000714423303]
[63842,"Trent River Solar","2021-07-30",2021,"Southeast (non-ISO)","NC",34.994230999999999,-77.246290999999999,4.4256803652999999,"PV","c-Si",108,80,1.35,"Fixed Tilt","Fixed Tilt",null,181,null,null,null,null,null,null,null,null,45.349343599212304]
[64019,"Altavista Solar","2021-06-30",2021,"PJM","VA",37.147900999999997,-79.347491000000005,4.3291808218999996,"PV","c-Si",113,80,1.4125000000000001,"Tracking","Single Axis","Tracking",180]
[64144,"Harts Mill Solar","2021-01-31",2021,"PJM","NC",35.891626000000002,-77.643566000000007,4.4414853881000003,"PV","c-Si",112,80,1.4,"Tracking","Single Axis","Tracking",null,null,null,null,null,null,null,null,null,38.027426183105582]
[64150,"SR Lancaster Solar GA","2021-12-31",2021,"Southeast (non-ISO)","GA",31.485377,-84.731926999999999,4.7613463469999999,"PV","Thin-Film",114,80,1.425,"Tracking","Single Axis","Tracking",null,null,null,null,null,null,null,null,20.039225130699396]
[62505,"G.S.E. One (Phoenix Solar?)","2021-09-30",2021,"ERCOT","TX",33.501801,-96.148972999999998,4.6175961186999999,"PV","Thin-Film",105,82.5,1.2727272727272727,"Tracking","Single Axis","Tracking",180]
[62730,"Desper Solar (Belcher Solar)","2021-06-30",2021,"PJM","VA",38.007291000000002,-78.046941000000004,4.2449433790000004,"PV","c-Si",122.4,88.2,1.3877551020408163,"Tracking","Single Axis","Tracking",180]
[62420,"Prairie State Solar Project","2021-07-30",2021,"MISO","IL",38.197122999999998,-89.565715999999995,4.2194155250999996,"PV","c-Si",132.30000000000001,99,1.3363636363636364,"Tracking","Single Axis","Tracking",180,null,null,null,null,null,null,null,null,39.966707173311491]
[64224,"Dressor Plains Solar","2021-09-30",2021,"MISO","IL",39.167530999999997,-89.049171000000001,4.1529317352000001,"PV","c-Si",135.4,99,1.3676767676767678,"Tracking","Single Axis","Tracking",182,null,null,null,null,null,null,null,null,40.291911120416344]
[62656,"Hunter Solar","2021-03-31",2021,"West (non-ISO)","UT",39.135201000000002,-111.042531,5.0129417808000003,"PV","c-Si",129.69999999999999,100,1.2969999999999999,"Tracking","Single Axis","Tracking",180,null,null,null,null,null,null,null,null,26.959638609072016]
[62814,"Sadler Solar","2021-07-30",2021,"PJM","VA",36.697121000000003,-77.610341000000005,4.3690566210000004,"PV","c-Si",127.8,100,1.278,"Tracking","Single Axis","Tracking",180,null,null,null,null,null,null,null,null,40.076851082495523]
[63080,"Harry Allen Solar Energy (MGM Mega Solar Array)","2021-05-31",2021,"West (non-ISO)","NV",36.423751000000003,-114.923861,5.6882353880999998,"PV","c-Si",123.5,100,1.2350000000000001,"Tracking","Single Axis","Tracking",180,null,null,null,null,null,null,null,24.265904508323462]
[63378,"Wapello Solar","2021-03-31",2021,"MISO","IA",41.155811,-91.176821000000004,3.9905595890000001,"PV","c-Si",127.5,100,1.2749999999999999,"Tracking","Single Axis","Tracking",182]
[63476,"Saint Solar","2021-01-31",2021,"West (non-ISO)","AZ",32.866275999999999,-111.50240100000001,5.7683394977000004,"PV","Thin-Film",134,100,1.34,"Tracking","Single Axis","Tracking",180,null,null,null,null,null,null,null,21.374235039132213]
[64105,"Maverick Solar 6","2021-11-30",2021,"CAISO","CA",33.699095,-115.222264,5.8773703195999998,"PV","c-Si",131,100,1.31,"Tracking","Single Axis","Tracking",180,"PV+Storage",null,2021,50,200,null,null,22.61569693321789]
[64191,"SR Lumpkin","2021-12-31",2021,"Southeast (non-ISO)","GA",32.025540999999997,-84.736181000000002,4.6769974885999996,"PV","Thin-Film",140,100,1.4,"Tracking","Single Axis","Tracking",180,null,null,null,null,null,null,null,20.435344604423996]
[64431,"Point Beach Solar","2021-09-30",2021,"MISO","WI",44.273010999999997,-87.554551000000004,3.8029881279,"PV","c-Si",141,100,1.41,"Tracking","Single Axis","Tracking",181,null,null,null,null,null,null,null,36.806740035978478]
[64624,"Hudson - High Desert Hybrid","2021-12-31",2021,"CAISO","CA",34.636501000000003,-117.372401,5.9224933789999996,"PV","c-Si",130.4,100,1.304,"Tracking","Single Axis","Tracking",180,"PV+Storage",null,2021,50,200,null,null,20.861080950349507]
[61098,"Battle Mountain Solar Project","2021-05-31",2021,"West (non-ISO)","NV",40.718432999999997,-117.061401,4.9018413242000003,"PV","c-Si",122.9,101,1.2168316831683168,"Tracking","Single Axis","Tracking",181,"PV+Storage",null,2021,25,100,null,null,20.910998821864688]
[65376,"SR Snipesville II","2021-12-31",2021,"Southeast (non-ISO)","GA",31.706851,-82.737611000000001,4.7406657534000001,"PV","Thin-Film",152,107,1.4205607476635513,"Tracking","Single Axis","Tracking",180,null,null,null,null,null,null,null,20.435344604423996]
[63538,"Assembly Solar II","2021-12-31",2021,"MISO","MI",43.048361,-83.957487,3.7772933790000001,"PV","c-Si",161,110,1.4636363636363636,"Tracking","Single Axis","Tracking",180,null,null,null,null,null,null,null,null,34.897619969756704]
[62772,"Coniglio Solar","2021-08-31",2021,"ERCOT","TX",33.410021,-96.077760999999995,4.6153431507000002,"PV","c-Si",168,123.6,1.3592233009708738,"Tracking","Single Axis","Tracking",181]
[63769,"Briar Creek Solar 1","2021-12-31",2021,"ERCOT","TX",32.067483000000003,-96.585139999999996,4.7069591323999997,"PV","Thin-Film",153,127,1.204724409448819,"Tracking","Single Axis","Tracking",180,null,null,null,null,null,null,null,null,31.504706046421102]
[61648,"Robins Air Force Base Solar","2021-04-30",2021,"Southeast (non-ISO)","GA",32.684541000000003,-83.622951,4.661303653,"PV","c-Si",175,128,1.3671875,"Fixed Tilt","Fixed Tilt",20,180,null,null,null,null,null,null,null,null,51.379258905984315]
[64204,"Elara Solar","2021-12-31",2021,"ERCOT","TX",28.883196000000002,-99.178610000000006,4.8894296804000001,"PV","c-Si",176,130,1.3538461538461539,"Tracking","Single Axis","Tracking",180,null,null,null,null,null,null,null,null,32.502508767261851]
[64426,"Wilmot Energy Center","2021-04-30",2021,"West (non-ISO)","AZ",32.035401,-110.890311,5.8176623288,"PV","c-Si",169,130,1.3,"Tracking","Single Axis","Tracking",180,"PV+Storage",null,2021,30,30,null,null,21.486127300346524,23.119414393882419]
[64106,"Maverick Solar 7 (aka Palen Solar)","2021-12-31",2021,"CAISO","CA",33.686354999999999,-115.198646,5.8565682647999999,"PV","c-Si",179,132,1.356060606060606,"Tracking","Single Axis","Tracking",180,null,null,null,null,null,null,null,22.478879064866401]
[63764,"Elm Branch Solar 1","2021-12-31",2021,"ERCOT","TX",32.232559999999999,-96.706119999999999,4.7108605023000001,"PV","Thin-Film",163,134.69999999999999,1.2100965107646624,"Tracking","Single Axis","Tracking",182]
[64879,"Edwards Sanborn E2","2021-12-31",2021,"CAISO","CA",34.941507000000001,-118.12900999999999,5.8475908676000001,"PV","Thin-Film",140.6,140.6,1,"Tracking","Single Axis","Tracking",180]
[57659,"East Blackland Solar Project 1 (Pflugerville Solar)","2021-07-30",2021,"ERCOT","TX",30.421400999999999,-97.461400999999995,4.7331965753,"PV","c-Si",186,144,1.2916666666666667,"Tracking","Single Axis","Tracking",181,null,null,null,null,null,null,null,30.488032761487485,38.265653181621417]
[63892,"Lily Solar Hybrid","2021-09-30",2021,"ERCOT","TX",32.533273000000001,-96.428990999999996,4.6771130136999997,"PV","c-Si",181,146,1.2397260273972603,"Tracking","Single Axis","Tracking",181,"PV+Storage",null,2021,50,75]
[62955,"Badger Hollow I","2021-11-30",2021,"MISO","WI",42.938330999999998,-90.364271000000002,3.8300917808000001,"PV","c-Si",191.6,150,1.2773333333333332,"Tracking","Single Axis","Tracking",180,null,null,null,null,null,null,null,null,40.453880087950104]
[63029,"Hardin Solar Energy (Hardin I)","2021-02-28",2021,"PJM","OH",40.661780999999998,-83.819440999999998,3.8606719178,"PV","c-Si",199.3,150,1.3286666666666667,"Tracking","Single Axis","Tracking",180]
[63440,"Sun Streams 2","2021-06-30",2021,"CAISO","AZ",33.320405999999998,-112.8168,5.8517682647999996,"PV","Thin-Film",199.5,150,1.33,"Tracking","Single Axis","Tracking",180]
[64335,"Quitman II Solar","2021-12-31",2021,"Southeast (non-ISO)","GA",30.86205,-83.651650000000004,4.7777869862999998,"PV","c-Si",210,150,1.4,"Tracking","Single Axis","Tracking",180,null,null,null,null,null,null,null,20.540349673701318,26.67239482788121]
[63387,"Rancho Seco Solar II","2021-02-28",2021,"West (non-ISO)","CA",38.344010099999998,-121.114051,5.0638365296999996,"PV","c-Si",212.8,160,1.33,"Fixed Tilt","Fixed Tilt",20,211,null,null,null,null,null,null,null,26.770224871558177,37.660734972027342]
[60654,"Townsite Solar Project Hybrid","2021-12-31",2021,"West (non-ISO)","NV",35.937336000000002,-114.88401,5.6949191781000001,"PV","Thin-Film",231,180,1.2833333333333334,"Tracking","Single Axis","Tracking",180,"PV+Storage",null,2021,90,360]
[63329,"Aragorn Solar Project","2021-12-31",2021,"ERCOT","TX",31.722331000000001,-104.452511,5.6615821918,"PV","Thin-Film",255,180,1.4166666666666667,"Tracking","Single Axis","Tracking",180]
[62200,"Hillcrest Solar","2021-07-30",2021,"PJM","OH",39.078690999999999,-83.899580999999998,4.0359995434,"PV","Thin-Film",260,200,1.3,"Tracking","Single Axis","Tracking",180,null,null,null,null,null,null,null,null,41.613739447841674]
[62893,"Prairie Wolf Solar","2021-11-30",2021,"MISO","IL",39.548372999999998,-87.977658000000005,4.1074598173999997,"PV","Thin-Film",255,200,1.2749999999999999,"Tracking","Single Axis","Tracking",180]
[64026,"ANSON Solar Center","2021-03-31",2021,"ERCOT","TX",32.789510999999997,-99.921730999999994,5.1508143836000002,"PV","c-Si",260,200,1.3,"Tracking","Single Axis","Tracking",180,null,null,null,null,null,null,null,null,32.534589934065487]
[64290,"SE Athos II, LLC","2021-12-31",2021,"CAISO","CA",33.747861,-115.351681,5.8553680364999998,"PV","Thin-Film",300,200,1.5,"Tracking","Single Axis","Tracking",180,"PV+Storage"]
[64553,"Riverstart Solar Park","2021-12-31",2021,"PJM","IN",40.046244000000002,-85.045090000000002,3.9598109588999999,"PV","c-Si",268,200,1.34,"Tracking","Single Axis","Tracking",180,null,null,null,null,null,null,null,null,29.861152637093294]
[64538,"Corazon Energy","2021-08-31",2021,"ERCOT","TX",27.649131000000001,-99.245340999999996,5.0777086758000003,"PV","c-Si",266,202.64,1.3126727200947494,"Tracking","Single Axis","Tracking",180,null,null,null,null,null,null,null,null,26.75539261216797]
[63721,"Cool Springs Solar (Hybrid)","2021-12-31",2021,"Southeast (non-ISO)","GA",30.741541000000002,-84.673010000000005,4.7385687215000001,"PV","c-Si",298,213,1.3990610328638498,"Tracking","Single Axis","Tracking",180,"PV+Storage",null,2021,40,80]
[63905,"Azure Sky Solar","2021-07-30",2021,"ERCOT","TX",32.994090999999997,-99.617631000000003,5.1056468037,"PV","c-Si",284,225,1.2622222222222221,"Tracking","Single Axis","Tracking",180,"PV+Storage",null,2021,95,116]
[62462,"Muscle Shoals","2021-09-30",2021,"Southeast (non-ISO)","AL",34.766750999999999,-87.918391,4.4050433790000003,"PV","Thin-Film",294,227,1.2951541850220265,"Tracking","Single Axis","Tracking",180]
[62013,"Pleinmont Solar 2 (part of Pleinmont facility)","2021-08-31",2021,"PJM","VA",38.245711,-77.768810999999999,4.2301568493000001,"PV","c-Si",294,240,1.2250000000000001,"Tracking","Single Axis","Tracking",180]
[63770,"Bighorn Solar 1","2021-11-30",2021,"West (non-ISO)","CO",38.207518,-104.596701,5.1341100457,"PV","Thin-Film",300,240,1.25,"Tracking","Single Axis","Tracking",180,null,null,null,null,null,null,null,null,28.096798975175517]
[61346,"RE Maplewood","2021-10-31",2021,"ERCOT","TX",30.979671,-102.247951,5.5240006848999998,"PV","c-Si",350,250,1.4,"Tracking","Single Axis","Tracking",180]
[61920,"Galloway 1 Solar Farm","2021-10-31",2021,"ERCOT","TX",31.440449999999998,-99.849633999999995,5.1016223743999998,"PV","c-Si",318,250,1.272,"Tracking","Single Axis","Tracking",180]
[62547,"Aquamarine (Westland Solar Park)","2021-09-30",2021,"CAISO","CA",36.185580999999999,-119.892211,5.3060148401999996,"PV","c-Si",325,250,1.3,"Tracking","Single Axis","Tracking",180,null,null,null,null,null,null,null,29.793029487866487]
[63504,"Copper Mountain Solar 5","2021-03-31",2021,"West (non-ISO)","NV",35.776285999999999,-114.97369999999999,5.6636732877,"PV","c-Si",332.3,250,1.3291999999999999,"Tracking","Single Axis","Tracking",180,null,null,null,null,null,null,null,21.49566994362544]
[64325,"Prospero Solar II","2021-08-31",2021,"ERCOT","TX",32.274290999999998,-102.876411,5.5439858446999999,"PV","Thin-Film",331,250,1.3240000000000001,"Tracking","Single Axis","Tracking",180,null,null,null,null,null,null,null,null,27.472556772161198]
[62483,"Taygete Energy Project (Phase I)","2021-03-31",2021,"ERCOT","TX",31.172421,-103.107891,5.6039666666999999,"PV","c-Si",344,255,1.3490196078431373,"Tracking","Single Axis","Tracking",180]
[62804,"Greasewood (Concho Bluff)","2021-02-28",2021,"ERCOT","TX",31.035291000000001,-102.464591,5.5445529679999996,"PV","c-Si",347,255,1.3607843137254902,"Tracking","Single Axis","Tracking",180]
[63320,"Titan Solar Project","2021-12-31",2021,"ERCOT","TX",31.700381,-104.458101,5.6615821918,"PV","Thin-Film",375,260,1.4423076923076923,"Tracking","Single Axis","Tracking",180,null,null,null,null,null,null,null,null,29.0293757440303]
[63328,"Juno Solar Project","2021-08-31",2021,"ERCOT","TX",32.770710999999999,-101.623621,5.3591904110000002,"PV","Thin-Film",425,300,1.4166666666666667,"Tracking","Single Axis","Tracking",180]
[63255,"2W Permian Solar Project Hybrid","2021-08-31",2021,"ERCOT","TX",32.116388000000001,-102.528301,5.5191050227999998,"PV","c-Si",562.80000000000007,420,1.34,"Tracking","Single Axis","Tracking",180,"PV+Storage",null,2021,40,40]